## data_dictionary
field_location | field_name | data_type | units | field_description | allowable_enumerations_baseline
metadata | in.ahs_region | string | n/a | American Housing Survey region | CBSA Atlanta-Sandy Springs-Roswell, GA¦CBSA Boston-Cambridge-Newton, MA-NH¦CBSA Chicago-Naperville-Elgin, IL-IN-WI¦CBSA Dallas-Fort Worth-Arlington, TX¦CBSA Detroit-Warren-Dearborn, MI¦CBSA Houston-The Woodlands-Sugar Land, TX¦CBSA Los Angeles-Long Beach-Anaheim, CA¦CBSA Miami-Fort Lauderdale-West Palm Beach, FL¦CBSA New York-Newark-Jersey City, NY-NJ-PA¦CBSA Philadelphia-Camden-Wilmington, PA-NJ-DE-MD¦CBSA Phoenix-Mesa-Scottsdale, AZ¦CBSA Riverside-San Bernardino-Ontario, CA¦CBSA San Francisco-Oakland-Hayward, CA¦CBSA Seattle-Tacoma-Bellevue, WA¦CBSA Washington-Arlington-Alexandria, DC-VA-MD-WV¦Non-CBSA East North Central¦Non-CBSA East South Central¦Non-CBSA Middle Atlantic¦Non-CBSA Mountain¦Non-CBSA New England¦Non-CBSA Pacific¦Non-CBSA South Atlantic¦Non-CBSA West North Central¦Non-CBSA West South Central
metadata | in.ashrae_iecc_climate_zone_2004 | string | n/a | IECC climate zone | 1A¦2A¦2B¦3A¦3B¦3C¦4A¦4B¦4C¦5A¦5B¦6A¦6B¦7A¦7B
metadata | in.ashrae_iecc_climate_zone_2004_2_a_split | string | n/a | IECC climate zone with split region 2A | 1A¦2A - FL, GA, AL, MS¦2A - TX, LA¦2B¦3A¦3B¦3C¦4A¦4B¦4C¦5A¦5B¦6A¦6B¦7A¦7B
metadata | in.bathroom_spot_vent_hour | string | n/a | Bathroom spot ventilation daily start hour | Hour0¦Hour1¦Hour10¦Hour11¦Hour12¦Hour13¦Hour14¦Hour15¦Hour16¦Hour17¦Hour18¦Hour19¦Hour2¦Hour20¦Hour21¦Hour22¦Hour23¦Hour3¦Hour4¦Hour5¦Hour6¦Hour7¦Hour8¦Hour9
metadata | in.bedrooms | integer | n/a | Number of bedrooms | 1¦2¦3¦4¦5
metadata | in.building_america_climate_zone | string | n/a | Building America climate zone | Cold¦Hot-Dry¦Hot-Humid¦Marine¦Mixed-Dry¦Mixed-Humid¦Very Cold
metadata | in.cec_climate_zone | string | n/a | California Energy Code climate zone | 1¦10¦11¦12¦13¦14¦15¦16¦2¦3¦4¦5¦6¦7¦8¦9¦None
metadata | in.ceiling_fan | string | n/a | Presence and energy usage of ceiling fans at medium speed | None¦Standard Efficiency¦Standard Efficiency, No usage
metadata | in.census_division | string | n/a | 2010 U.S. Census Division | East North Central¦East South Central¦Middle Atlantic¦Mountain¦New England¦Pacific¦South Atlantic¦West North Central¦West South Central
metadata | in.census_division_recs | string | n/a | Census Division as used in RECS 2015 | East North Central¦East South Central¦Middle Atlantic¦Mountain North¦Mountain South¦New England¦Pacific¦South Atlantic¦West North Central¦West South Central
metadata | in.census_region | string | n/a | 2010 U.S. Census Region | Midwest¦Northeast¦South¦West
metadata | in.city | string | n/a | City for simulation | AL, Auburn¦AL, Birmingham¦AL, Decatur¦AL, Dothan¦AL, Florence¦AL, Gadsden¦AL, Hoover¦AL, Huntsville¦AL, Madison¦AL, Mobile¦AL, Montgomery¦AL, Phenix City¦AL, Tuscaloosa¦AR, Bentonville¦AR, Conway¦AR, Fayetteville¦AR, Fort Smith¦AR, Hot Springs¦AR, Jonesboro¦AR, Little Rock¦AR, North Little Rock¦AR, Pine Bluff¦AR, Rogers¦AR, Springdale¦AZ, Apache Junction¦AZ, Avondale¦AZ, Buckeye¦AZ, Bullhead City¦AZ, Casa Grande¦AZ, Casas Adobes¦AZ, Catalina Foothills¦AZ, Chandler¦AZ, Flagstaff¦AZ, Fortuna Foothills¦AZ, Gilbert¦AZ, Glendale¦AZ, Goodyear¦AZ, Green Valley¦AZ, Lake Havasu City¦AZ, Marana¦AZ, Maricopa¦AZ, Mesa¦AZ, Oro Valley¦AZ, Peoria¦AZ, Phoenix¦AZ, Prescott¦AZ, Prescott Valley¦AZ, San Tan Valley¦AZ, Scottsdale¦AZ, Sierra Vista¦AZ, Sun City¦AZ, Sun City West¦AZ, Surprise¦AZ, Tempe¦AZ, Tucson¦AZ, Yuma¦CA, Alameda¦CA, Alhambra¦CA, Aliso Viejo¦CA, Altadena¦CA, Anaheim¦CA, Antioch¦CA, Apple Valley¦CA, Arcadia¦CA, Arden-Arcade¦CA, Bakersfield¦CA, Baldwin Park¦CA, Bellflower¦CA, Berkeley¦CA, Beverly Hills¦CA, Brea¦CA, Brentwood¦CA, Buena Park¦CA, Burbank¦CA, Camarillo¦CA, Campbell¦CA, Carlsbad¦CA, Carmichael¦CA, Carson¦CA, Castro Valley¦CA, Cathedral City¦CA, Cerritos¦CA, Chico¦CA, Chino¦CA, Chino Hills¦CA, Chula Vista¦CA, Citrus Heights¦CA, Clovis¦CA, Colton¦CA, Compton¦CA, Concord¦CA, Corona¦CA, Costa Mesa¦CA, Covina¦CA, Culver City¦CA, Cupertino¦CA, Cypress¦CA, Daly City¦CA, Dana Point¦CA, Danville¦CA, Davis¦CA, Diamond Bar¦CA, Downey¦CA, Dublin¦CA, East Los Angeles¦CA, El Cajon¦CA, El Dorado Hills¦CA, El Monte¦CA, Elk Grove¦CA, Encinitas¦CA, Escondido¦CA, Fairfield¦CA, Florence-Graham¦CA, Florin¦CA, Folsom¦CA, Fontana¦CA, Fountain Valley¦CA, Fremont¦CA, Fresno¦CA, Fullerton¦CA, Garden Grove¦CA, Gardena¦CA, Gilroy¦CA, Glendale¦CA, Glendora¦CA, Hacienda Heights¦CA, Hanford¦CA, Hawthorne¦CA, Hayward¦CA, Hemet¦CA, Hesperia¦CA, Highland¦CA, Huntington Beach¦CA, Huntington Park¦CA, Indio¦CA, Inglewood¦CA, Irvine¦CA, La Habra¦CA, La Mesa¦CA, La Quinta¦CA, Laguna Niguel¦CA, Lake Elsinore¦CA, Lake Forest¦CA, Lakewood¦CA, Lancaster¦CA, Lincoln¦CA, Livermore¦CA, Lodi¦CA, Long Beach¦CA, Los Angeles¦CA, Lynwood¦CA, Madera¦CA, Manhattan Beach¦CA, Manteca¦CA, Martinez¦CA, Menifee¦CA, Merced¦CA, Milpitas¦CA, Mission Viejo¦CA, Modesto¦CA, Montebello¦CA, Monterey Park¦CA, Moreno Valley¦CA, Mountain View¦CA, Murrieta¦CA, Napa¦CA, National City¦CA, Newport Beach¦CA, North Highlands¦CA, Norwalk¦CA, Novato¦CA, Oakland¦CA, Oceanside¦CA, Ontario¦CA, Orange¦CA, Oxnard¦CA, Palm Desert¦CA, Palm Springs¦CA, Palmdale¦CA, Palo Alto¦CA, Pasadena¦CA, Perris¦CA, Petaluma¦CA, Pico Rivera¦CA, Pittsburg¦CA, Placentia¦CA, Pleasanton¦CA, Pomona¦CA, Porterville¦CA, Poway¦CA, Rancho Cordova¦CA, Rancho Cucamonga¦CA, Rancho Palos Verdes¦CA, Rancho Santa Margarita¦CA, Redding¦CA, Redlands¦CA, Redondo Beach¦CA, Redwood City¦CA, Rialto¦CA, Richmond¦CA, Riverside¦CA, Rocklin¦CA, Rohnert Park¦CA, Rosemead¦CA, Roseville¦CA, Rowland Heights¦CA, Sacramento¦CA, Salinas¦CA, San Bernardino¦CA, San Bruno¦CA, San Buenaventura Ventura¦CA, San Clemente¦CA, San Diego¦CA, San Francisco¦CA, San Jose¦CA, San Leandro¦CA, San Luis Obispo¦CA, San Marcos¦CA, San Mateo¦CA, San Rafael¦CA, San Ramon¦CA, Santa Ana¦CA, Santa Barbara¦CA, Santa Clara¦CA, Santa Clarita¦CA, Santa Cruz¦CA, Santa Maria¦CA, Santa Monica¦CA, Santa Rosa¦CA, Santee¦CA, Simi Valley¦CA, South Gate¦CA, South Lake Tahoe¦CA, South San Francisco¦CA, South Whittier¦CA, Stockton¦CA, Sunnyvale¦CA, Temecula¦CA, Thousand Oaks¦CA, Torrance¦CA, Tracy¦CA, Tulare¦CA, Turlock¦CA, Tustin¦CA, Union City¦CA, Upland¦CA, Vacaville¦CA, Vallejo¦CA, Victorville¦CA, Visalia¦CA, Vista¦CA, Walnut Creek¦CA, West Covina¦CA, West Hollywood¦CA, West Sacramento¦CA, Westminster¦CA, Whittier¦CA, Woodland¦CA, Yorba Linda¦CA, Yuba City¦CA, Yucaipa¦CO, Arvada¦CO, Aurora¦CO, Boulder¦CO, Broomfield¦CO, Castle Rock¦CO, Centennial¦CO, Colorado Springs¦CO, Commerce City¦CO, Denver¦CO, Englewood¦CO, Fort Collins¦CO, Grand Junction¦CO, Greeley¦CO, Highlands Ranch¦CO, Lakewood¦CO, Littleton¦CO, Longmont¦CO, Loveland¦CO, Parker¦CO, Pueblo¦CO, Thornton¦CO, Westminster¦CT, Bridgeport¦CT, Bristol¦CT, Danbury¦CT, East Hartford¦CT, Hartford¦CT, Meriden¦CT, Middletown¦CT, Milford City Balance¦CT, New Britain¦CT, New Haven¦CT, Norwalk¦CT, Norwich¦CT, Shelton¦CT, Stamford¦CT, Stratford¦CT, Torrington¦CT, Waterbury¦CT, West Hartford¦CT, West Haven¦DC, Washington¦DE, Dover¦DE, Wilmington¦FL, Alafaya¦FL, Altamonte Springs¦FL, Apopka¦FL, Aventura¦FL, Boca Raton¦FL, Bonita Springs¦FL, Boynton Beach¦FL, Bradenton¦FL, Brandon¦FL, Cape Coral¦FL, Carrollwood¦FL, Clearwater¦FL, Coconut Creek¦FL, Coral Gables¦FL, Coral Springs¦FL, Country Club¦FL, Dania Beach¦FL, Davie¦FL, Daytona Beach¦FL, Deerfield Beach¦FL, Delray Beach¦FL, Deltona¦FL, Doral¦FL, Dunedin¦FL, East Lake¦FL, Estero¦FL, Fort Lauderdale¦FL, Fort Myers¦FL, Fort Pierce¦FL, Fountainebleau¦FL, Four Corners¦FL, Gainesville¦FL, Greenacres¦FL, Hallandale Beach¦FL, Hialeah¦FL, Hollywood¦FL, Homestead¦FL, Jacksonville¦FL, Jupiter¦FL, Kendale Lakes¦FL, Kendall¦FL, Kissimmee¦FL, Lake Worth¦FL, Lakeland¦FL, Largo¦FL, Lauderhill¦FL, Lehigh Acres¦FL, Marco Island¦FL, Margate¦FL, Melbourne¦FL, Merritt Island¦FL, Miami¦FL, Miami Beach¦FL, Miami Gardens¦FL, Miramar¦FL, Naples¦FL, New Smyrna Beach¦FL, North Fort Myers¦FL, North Miami¦FL, North Miami Beach¦FL, North Port¦FL, Oakland Park¦FL, Ocala¦FL, Orlando¦FL, Ormond Beach¦FL, Palm Bay¦FL, Palm Beach Gardens¦FL, Palm Coast¦FL, Palm Harbor¦FL, Panama City¦FL, Panama City Beach¦FL, Pembroke Pines¦FL, Pensacola¦FL, Pine Hills¦FL, Pinellas Park¦FL, Plantation¦FL, Poinciana¦FL, Pompano Beach¦FL, Port Charlotte¦FL, Port Orange¦FL, Port St Lucie¦FL, Riverview¦FL, Riviera Beach¦FL, Sanford¦FL, Sarasota¦FL, Spring Hill¦FL, St Cloud¦FL, St Petersburg¦FL, Sun City Center¦FL, Sunny Isles Beach¦FL, Sunrise¦FL, Tallahassee¦FL, Tamarac¦FL, Tamiami¦FL, Tampa¦FL, The Hammocks¦FL, The Villages¦FL, Titusville¦FL, Town N Country¦FL, University¦FL, Venice¦FL, Wellington¦FL, Wesley Chapel¦FL, West Palm Beach¦FL, Weston¦FL, Winter Haven¦GA, Albany¦GA, Alpharetta¦GA, Athens-Clarke County Unified Government Balance¦GA, Atlanta¦GA, Augusta-Richmond County Consolidated Government Balance¦GA, Columbus¦GA, Dunwoody¦GA, East Point¦GA, Hinesville¦GA, Johns Creek¦GA, Mableton¦GA, Macon¦GA, Marietta¦GA, Newnan¦GA, North Atlanta¦GA, Rome¦GA, Roswell¦GA, Sandy Springs¦GA, Savannah¦GA, Smyrna¦GA, Valdosta¦GA, Warner Robins¦IA, Ames¦IA, Ankeny¦IA, Cedar Falls¦IA, Cedar Rapids¦IA, Council Bluffs¦IA, Davenport¦IA, Des Moines¦IA, Dubuque¦IA, Iowa City¦IA, Marion¦IA, Sioux City¦IA, Urbandale¦IA, Waterloo¦IA, West Des Moines¦ID, Boise City¦ID, Caldwell¦ID, Coeur Dalene¦ID, Idaho Falls¦ID, Meridian¦ID, Nampa¦ID, Pocatello¦ID, Twin Falls¦IL, Arlington Heights¦IL, Aurora¦IL, Belleville¦IL, Berwyn¦IL, Bloomington¦IL, Bolingbrook¦IL, Buffalo Grove¦IL, Calumet City¦IL, Carol Stream¦IL, Champaign¦IL, Chicago¦IL, Cicero¦IL, Crystal Lake¦IL, Decatur¦IL, Dekalb¦IL, Des Plaines¦IL, Downers Grove¦IL, Elgin¦IL, Elmhurst¦IL, Evanston¦IL, Glenview¦IL, Hoffman Estates¦IL, Joliet¦IL, Lombard¦IL, Moline¦IL, Mount Prospect¦IL, Naperville¦IL, Normal¦IL, Oak Lawn¦IL, Oak Park¦IL, Orland Park¦IL, Palatine¦IL, Peoria¦IL, Quincy¦IL, Rock Island¦IL, Rockford¦IL, Schaumburg¦IL, Skokie¦IL, Springfield¦IL, Tinley Park¦IL, Urbana¦IL, Waukegan¦IL, Wheaton¦IL, Wheeling¦IN, Anderson¦IN, Bloomington¦IN, Carmel¦IN, Columbus¦IN, Elkhart¦IN, Evansville¦IN, Fishers¦IN, Fort Wayne¦IN, Gary¦IN, Greenwood¦IN, Hammond¦IN, Indianapolis City Balance¦IN, Jeffersonville¦IN, Kokomo¦IN, Lafayette¦IN, Lawrence¦IN, Mishawaka¦IN, Muncie¦IN, New Albany¦IN, Noblesville¦IN, Portage¦IN, Richmond¦IN, South Bend¦IN, Terre Haute¦In another census Place¦KS, Hutchinson¦KS, Kansas City¦KS, Lawrence¦KS, Lenexa¦KS, Manhattan¦KS, Olathe¦KS, Overland Park¦KS, Salina¦KS, Shawnee¦KS, Topeka¦KS, Wichita¦KY, Bowling Green¦KY, Covington¦KY, Lexington-Fayette¦KY, Louisville Jefferson County Metro Government Balance¦KY, Owensboro¦LA, Alexandria¦LA, Baton Rouge¦LA, Bossier City¦LA, Kenner¦LA, Lafayette¦LA, Lake Charles¦LA, Metairie¦LA, Monroe¦LA, New Orleans¦LA, Shreveport¦MA, Arlington¦MA, Attleboro¦MA, Barnstable Town¦MA, Beverly¦MA, Boston¦MA, Brockton¦MA, Brookline¦MA, Cambridge¦MA, Chicopee¦MA, Everett¦MA, Fall River¦MA, Fitchburg¦MA, Framingham¦MA, Haverhill¦MA, Holyoke¦MA, Lawrence¦MA, Leominster¦MA, Lowell¦MA, Lynn¦MA, Malden¦MA, Marlborough¦MA, Medford¦MA, Methuen Town¦MA, New Bedford¦MA, Newton¦MA, Peabody¦MA, Pittsfield¦MA, Quincy¦MA, Revere¦MA, Salem¦MA, Somerville¦MA, Springfield¦MA, Taunton¦MA, Waltham¦MA, Watertown Town¦MA, Westfield¦MA, Weymouth Town¦MA, Woburn¦MA, Worcester¦MD, Annapolis¦MD, Aspen Hill¦MD, Baltimore¦MD, Bel Air South¦MD, Bethesda¦MD, Bowie¦MD, Catonsville¦MD, Columbia¦MD, Dundalk¦MD, Ellicott City¦MD, Essex¦MD, Frederick¦MD, Gaithersburg¦MD, Germantown¦MD, Glen Burnie¦MD, Hagerstown¦MD, North Bethesda¦MD, Ocean City¦MD, Odenton¦MD, Potomac¦MD, Rockville¦MD, Severn¦MD, Silver Spring¦MD, Towson¦MD, Waldorf¦MD, Wheaton¦MD, Woodlawn¦ME, Bangor¦ME, Lewiston¦ME, Portland¦MI, Ann Arbor¦MI, Battle Creek¦MI, Bay City¦MI, Dearborn¦MI, Dearborn Heights¦MI, Detroit¦MI, Farmington Hills¦MI, Flint¦MI, Grand Rapids¦MI, Jackson¦MI, Kalamazoo¦MI, Kentwood¦MI, Lansing¦MI, Lincoln Park¦MI, Livonia¦MI, Midland¦MI, Muskegon¦MI, Novi¦MI, Pontiac¦MI, Portage¦MI, Rochester Hills¦MI, Roseville¦MI, Royal Oak¦MI, Saginaw¦MI, Southfield¦MI, St Clair Shores¦MI, Sterling Heights¦MI, Taylor¦MI, Troy¦MI, Warren¦MI, Westland¦MI, Wyoming¦MN, Apple Valley¦MN, Blaine¦MN, Bloomington¦MN, Brooklyn Park¦MN, Burnsville¦MN, Coon Rapids¦MN, Duluth¦MN, Eagan¦MN, Eden Prairie¦MN, Edina¦MN, Lakeville¦MN, Mankato¦MN, Maple Grove¦MN, Maplewood¦MN, Minneapolis¦MN, Minnetonka¦MN, Moorhead¦MN, Plymouth¦MN, Richfield¦MN, Rochester¦MN, Roseville¦MN, St Cloud¦MN, St Louis Park¦MN, St Paul¦MN, Woodbury¦MO, Blue Springs¦MO, Cape Girardeau¦MO, Chesterfield¦MO, Columbia¦MO, Florissant¦MO, Independence¦MO, Jefferson City¦MO, Joplin¦MO, Kansas City¦MO, Lees Summit¦MO, Ofallon¦MO, Springfield¦MO, St Charles¦MO, St Joseph¦MO, St Louis¦MO, St Peters¦MO, University City¦MS, Biloxi¦MS, Gulfport¦MS, Hattiesburg¦MS, Jackson¦MS, Meridian¦MS, Southaven¦MS, Tupelo¦MT, Billings¦MT, Bozeman¦MT, Butte-Silver Bow Balance¦MT, Great Falls¦MT, Missoula¦NC, Asheville¦NC, Burlington¦NC, Cary¦NC, Chapel Hill¦NC, Charlotte¦NC, Concord¦NC, Durham¦NC, Fayetteville¦NC, Gastonia¦NC, Goldsboro¦NC, Greensboro¦NC, Greenville¦NC, Hickory¦NC, High Point¦NC, Huntersville¦NC, Jacksonville¦NC, Kannapolis¦NC, Raleigh¦NC, Rocky Mount¦NC, Wilmington¦NC, Wilson¦NC, Winston-Salem¦ND, Bismarck¦ND, Fargo¦ND, Grand Forks¦ND, Minot¦NE, Bellevue¦NE, Grand Island¦NE, Lincoln¦NE, Omaha¦NH, Concord¦NH, Manchester¦NH, Nashua¦NJ, Atlantic City¦NJ, Bayonne¦NJ, Camden¦NJ, Clifton¦NJ, East Orange¦NJ, Elizabeth¦NJ, Fort Lee¦NJ, Hackensack¦NJ, Hoboken¦NJ, Jersey City¦NJ, Linden¦NJ, New Brunswick¦NJ, Newark¦NJ, Ocean City¦NJ, Passaic¦NJ, Paterson¦NJ, Perth Amboy¦NJ, Plainfield¦NJ, Sayreville¦NJ, Toms River¦NJ, Trenton¦NJ, Union City¦NJ, Vineland¦NJ, West New York¦NM, Albuquerque¦NM, Clovis¦NM, Farmington¦NM, Las Cruces¦NM, Rio Rancho¦NM, Roswell¦NM, Santa Fe¦NM, South Valley¦NV, Carson City¦NV, Enterprise¦NV, Henderson¦NV, Las Vegas¦NV, North Las Vegas¦NV, Pahrump¦NV, Paradise¦NV, Reno¦NV, Sparks¦NV, Spring Valley¦NV, Sunrise Manor¦NV, Whitney¦NY, Albany¦NY, Binghamton¦NY, Brighton¦NY, Buffalo¦NY, Cheektowaga¦NY, Coram¦NY, Hempstead¦NY, Irondequoit¦NY, Levittown¦NY, Long Beach¦NY, Mount Vernon¦NY, New Rochelle¦NY, New York¦NY, Niagara Falls¦NY, Rochester¦NY, Rome¦NY, Schenectady¦NY, Syracuse¦NY, Tonawanda¦NY, Troy¦NY, Utica¦NY, West Seneca¦NY, White Plains¦NY, Yonkers¦Not in a census Place¦OH, Akron¦OH, Beavercreek¦OH, Boardman¦OH, Canton¦OH, Cincinnati¦OH, Cleveland¦OH, Cleveland Heights¦OH, Columbus¦OH, Cuyahoga Falls¦OH, Dayton¦OH, Delaware¦OH, Dublin¦OH, Elyria¦OH, Euclid¦OH, Fairborn¦OH, Fairfield¦OH, Findlay¦OH, Grove City¦OH, Hamilton¦OH, Huber Heights¦OH, Kettering¦OH, Lakewood¦OH, Lancaster¦OH, Lima¦OH, Lorain¦OH, Mansfield¦OH, Marion¦OH, Mentor¦OH, Middletown¦OH, Newark¦OH, Parma¦OH, Springfield¦OH, Stow¦OH, Strongsville¦OH, Toledo¦OH, Warren¦OH, Youngstown¦OK, Bartlesville¦OK, Broken Arrow¦OK, Edmond¦OK, Enid¦OK, Lawton¦OK, Midwest City¦OK, Moore¦OK, Muskogee¦OK, Norman¦OK, Oklahoma City¦OK, Stillwater¦OK, Tulsa¦OR, Albany¦OR, Aloha¦OR, Beaverton¦OR, Bend¦OR, Corvallis¦OR, Eugene¦OR, Grants Pass¦OR, Gresham¦OR, Hillsboro¦OR, Lake Oswego¦OR, Medford¦OR, Portland¦OR, Salem¦OR, Springfield¦OR, Tigard¦PA, Allentown¦PA, Altoona¦PA, Bethlehem¦PA, Erie¦PA, Harrisburg¦PA, Lancaster¦PA, Levittown¦PA, Philadelphia¦PA, Pittsburgh¦PA, Reading¦PA, Scranton¦PA, Wilkes-Barre¦PA, York¦RI, Cranston¦RI, East Providence¦RI, Pawtucket¦RI, Providence¦RI, Warwick¦RI, Woonsocket¦SC, Charleston¦SC, Columbia¦SC, Florence¦SC, Goose Creek¦SC, Greenville¦SC, Hilton Head Island¦SC, Mount Pleasant¦SC, Myrtle Beach¦SC, North Charleston¦SC, North Myrtle Beach¦SC, Rock Hill¦SC, Spartanburg¦SC, Summerville¦SC, Sumter¦SD, Rapid City¦SD, Sioux Falls¦TN, Bartlett¦TN, Chattanooga¦TN, Clarksville¦TN, Cleveland¦TN, Collierville¦TN, Columbia¦TN, Franklin¦TN, Germantown¦TN, Hendersonville¦TN, Jackson¦TN, Johnson City¦TN, Kingsport¦TN, Knoxville¦TN, Memphis¦TN, Murfreesboro¦TN, Nashville-Davidson Metropolitan Government Balance¦TN, Smyrna¦TX, Abilene¦TX, Allen¦TX, Amarillo¦TX, Arlington¦TX, Atascocita¦TX, Austin¦TX, Baytown¦TX, Beaumont¦TX, Bedford¦TX, Brownsville¦TX, Bryan¦TX, Burleson¦TX, Carrollton¦TX, Cedar Hill¦TX, Cedar Park¦TX, College Station¦TX, Conroe¦TX, Coppell¦TX, Corpus Christi¦TX, Dallas¦TX, Denton¦TX, Desoto¦TX, Edinburg¦TX, El Paso¦TX, Euless¦TX, Flower Mound¦TX, Fort Worth¦TX, Frisco¦TX, Galveston¦TX, Garland¦TX, Georgetown¦TX, Grand Prairie¦TX, Grapevine¦TX, Haltom City¦TX, Harlingen¦TX, Houston¦TX, Hurst¦TX, Irving¦TX, Keller¦TX, Killeen¦TX, Laredo¦TX, League City¦TX, Lewisville¦TX, Longview¦TX, Lubbock¦TX, Lufkin¦TX, Mansfield¦TX, Mcallen¦TX, Mckinney¦TX, Mesquite¦TX, Midland¦TX, Mission¦TX, Missouri City¦TX, New Braunfels¦TX, North Richland Hills¦TX, Odessa¦TX, Pasadena¦TX, Pearland¦TX, Pflugerville¦TX, Pharr¦TX, Plano¦TX, Port Arthur¦TX, Richardson¦TX, Round Rock¦TX, Rowlett¦TX, San Angelo¦TX, San Antonio¦TX, San Marcos¦TX, Sherman¦TX, Spring¦TX, Sugar Land¦TX, Temple¦TX, Texarkana¦TX, Texas City¦TX, The Colony¦TX, The Woodlands¦TX, Tyler¦TX, Victoria¦TX, Waco¦TX, Wichita Falls¦TX, Wylie¦UT, Layton¦UT, Lehi¦UT, Logan¦UT, Millcreek¦UT, Murray¦UT, Ogden¦UT, Orem¦UT, Provo¦UT, Salt Lake City¦UT, Sandy¦UT, South Jordan¦UT, St George¦UT, Taylorsville¦UT, West Jordan¦UT, West Valley City¦VA, Alexandria¦VA, Arlington¦VA, Ashburn¦VA, Blacksburg¦VA, Centreville¦VA, Charlottesville¦VA, Chesapeake¦VA, Dale City¦VA, Danville¦VA, Hampton¦VA, Harrisonburg¦VA, Lake Ridge¦VA, Leesburg¦VA, Lynchburg¦VA, Mclean¦VA, Mechanicsville¦VA, Newport News¦VA, Norfolk¦VA, Petersburg¦VA, Portsmouth¦VA, Reston¦VA, Richmond¦VA, Roanoke¦VA, Suffolk¦VA, Tuckahoe¦VA, Virginia Beach¦VT, Burlington¦WA, Auburn¦WA, Bellevue¦WA, Bellingham¦WA, Bremerton¦WA, Edmonds¦WA, Everett¦WA, Federal Way¦WA, Kennewick¦WA, Kent¦WA, Kirkland¦WA, Lacey¦WA, Lakewood¦WA, Longview¦WA, Marysville¦WA, Olympia¦WA, Pasco¦WA, Puyallup¦WA, Redmond¦WA, Renton¦WA, Richland¦WA, Sammamish¦WA, Seattle¦WA, Shoreline¦WA, South Hill¦WA, Spokane¦WA, Spokane Valley¦WA, Tacoma¦WA, Vancouver¦WA, Yakima¦WI, Appleton¦WI, Beloit¦WI, Eau Claire¦WI, Fond Du Lac¦WI, Green Bay¦WI, Greenfield¦WI, Janesville¦WI, Kenosha¦WI, La Crosse¦WI, Madison¦WI, Manitowoc¦WI, Menomonee Falls¦WI, Milwaukee¦WI, New Berlin¦WI, Oshkosh¦WI, Racine¦WI, Sheboygan¦WI, Waukesha¦WI, Wausau¦WI, Wauwatosa¦WI, West Allis¦WV, Charleston¦WV, Huntington¦WV, Parkersburg¦WY, Casper¦WY, Cheyenne
metadata | in.clothes_dryer | string | n/a | Presence, rated efficiency, fuel type, and usage level of clothes dryer | Electric, 100% Usage¦Electric, 120% Usage¦Electric, 80% Usage¦Gas, 100% Usage¦Gas, 120% Usage¦Gas, 80% Usage¦None¦Propane, 100% Usage¦Propane, 120% Usage¦Propane, 80% Usage
metadata | in.clothes_washer | string | n/a | Presence, rated efficiency, and usage level of clothes washer | EnergyStar, 100% Usage¦EnergyStar, 120% Usage¦EnergyStar, 80% Usage¦None¦Standard, 100% Usage¦Standard, 120% Usage¦Standard, 80% Usage
metadata | in.clothes_washer_presence | string | n/a | Presence of clothes washer | None¦Yes
metadata | in.cooking_range | string | n/a | Presence, fuel type, and usage level of cooking range | Electric, 100% Usage¦Electric, 120% Usage¦Electric, 80% Usage¦Gas, 100% Usage¦Gas, 120% Usage¦Gas, 80% Usage¦None¦Propane, 100% Usage¦Propane, 120% Usage¦Propane, 80% Usage
metadata | in.cooling_setpoint | string | F | Baseline cooling setpoint with no offset applied | 60F¦62F¦65F¦67F¦68F¦70F¦72F¦75F¦76F¦78F¦80F
metadata | in.cooling_setpoint_has_offset | string | n/a | Presence of cooling setpoint offset | No¦Yes
metadata | in.cooling_setpoint_offset_magnitude | string | F | The magnitude of cooling setpoint offset | 0F¦2F¦5F¦9F
metadata | in.cooling_setpoint_offset_period | string | n/a | The period and offset for the dwelling unit's cooling setpoint. Default for the day is from 9am to 5pm and for the night is 10pm to 7am | Day Setup¦Day Setup +1h¦Day Setup +2h¦Day Setup +3h¦Day Setup +4h¦Day Setup +5h¦Day Setup -1h¦Day Setup -2h¦Day Setup -3h¦Day Setup -4h¦Day Setup -5h¦Day Setup and Night Setback¦Day Setup and Night Setback +1h¦Day Setup and Night Setback +2h¦Day Setup and Night Setback +3h¦Day Setup and Night Setback +4h¦Day Setup and Night Setback +5h¦Day Setup and Night Setback -1h¦Day Setup and Night Setback -2h¦Day Setup and Night Setback -3h¦Day Setup and Night Setback -4h¦Day Setup and Night Setback -5h¦Day and Night Setup¦Day and Night Setup +1h¦Day and Night Setup +2h¦Day and Night Setup +3h¦Day and Night Setup +4h¦Day and Night Setup +5h¦Day and Night Setup -1h¦Day and Night Setup -2h¦Day and Night Setup -3h¦Day and Night Setup -4h¦Day and Night Setup -5h¦Night Setback¦Night Setback +1h¦Night Setback +2h¦Night Setback +3h¦Night Setback +4h¦Night Setback +5h¦Night Setback -1h¦Night Setback -2h¦Night Setback -3h¦Night Setback -4h¦Night Setback -5h¦Night Setup¦Night Setup +1h¦Night Setup +2h¦Night Setup +3h¦Night Setup +4h¦Night Setup +5h¦Night Setup -1h¦Night Setup -2h¦Night Setup -3h¦Night Setup -4h¦Night Setup -5h¦None
metadata | in.corridor | string | n/a | Type of corridor | Double-Loaded Interior¦Not Applicable
metadata | in.county | string | n/a | County location | G0100010¦G0100030¦G0100050¦G0100070¦G0100090¦G0100110¦G0100130¦G0100150¦G0100170¦G0100190¦G0100210¦G0100230¦G0100250¦G0100270¦G0100290¦G0100310¦G0100330¦G0100350¦G0100370¦G0100390¦G0100410¦G0100430¦G0100450¦G0100470¦G0100490¦G0100510¦G0100530¦G0100550¦G0100570¦G0100590¦G0100610¦G0100630¦G0100650¦G0100670¦G0100690¦G0100710¦G0100730¦G0100750¦G0100770¦G0100790¦G0100810¦G0100830¦G0100850¦G0100870¦G0100890¦G0100910¦G0100930¦G0100950¦G0100970¦G0100990¦G0101010¦G0101030¦G0101050¦G0101070¦G0101090¦G0101110¦G0101130¦G0101150¦G0101170¦G0101190¦G0101210¦G0101230¦G0101250¦G0101270¦G0101290¦G0101310¦G0101330¦G0400010¦G0400030¦G0400050¦G0400070¦G0400090¦G0400110¦G0400120¦G0400130¦G0400150¦G0400170¦G0400190¦G0400210¦G0400230¦G0400250¦G0400270¦G0500010¦G0500030¦G0500050¦G0500070¦G0500090¦G0500110¦G0500130¦G0500150¦G0500170¦G0500190¦G0500210¦G0500230¦G0500250¦G0500270¦G0500290¦G0500310¦G0500330¦G0500350¦G0500370¦G0500390¦G0500410¦G0500430¦G0500450¦G0500470¦G0500490¦G0500510¦G0500530¦G0500550¦G0500570¦G0500590¦G0500610¦G0500630¦G0500650¦G0500670¦G0500690¦G0500710¦G0500730¦G0500750¦G0500770¦G0500790¦G0500810¦G0500830¦G0500850¦G0500870¦G0500890¦G0500910¦G0500930¦G0500950¦G0500970¦G0500990¦G0501010¦G0501030¦G0501050¦G0501070¦G0501090¦G0501110¦G0501130¦G0501150¦G0501170¦G0501190¦G0501210¦G0501230¦G0501250¦G0501270¦G0501290¦G0501310¦G0501330¦G0501350¦G0501370¦G0501390¦G0501410¦G0501430¦G0501450¦G0501470¦G0501490¦G0600010¦G0600030¦G0600050¦G0600070¦G0600090¦G0600110¦G0600130¦G0600150¦G0600170¦G0600190¦G0600210¦G0600230¦G0600250¦G0600270¦G0600290¦G0600310¦G0600330¦G0600350¦G0600370¦G0600390¦G0600410¦G0600430¦G0600450¦G0600470¦G0600490¦G0600510¦G0600530¦G0600550¦G0600570¦G0600590¦G0600610¦G0600630¦G0600650¦G0600670¦G0600690¦G0600710¦G0600730¦G0600750¦G0600770¦G0600790¦G0600810¦G0600830¦G0600850¦G0600870¦G0600890¦G0600910¦G0600930¦G0600950¦G0600970¦G0600990¦G0601010¦G0601030¦G0601050¦G0601070¦G0601090¦G0601110¦G0601130¦G0601150¦G0800010¦G0800030¦G0800050¦G0800070¦G0800090¦G0800110¦G0800130¦G0800140¦G0800150¦G0800170¦G0800190¦G0800210¦G0800230¦G0800250¦G0800270¦G0800290¦G0800310¦G0800330¦G0800350¦G0800370¦G0800390¦G0800410¦G0800430¦G0800450¦G0800470¦G0800490¦G0800510¦G0800530¦G0800550¦G0800570¦G0800590¦G0800610¦G0800630¦G0800650¦G0800670¦G0800690¦G0800710¦G0800730¦G0800750¦G0800770¦G0800790¦G0800810¦G0800830¦G0800850¦G0800870¦G0800890¦G0800910¦G0800930¦G0800950¦G0800970¦G0800990¦G0801010¦G0801030¦G0801050¦G0801070¦G0801090¦G0801110¦G0801130¦G0801150¦G0801170¦G0801190¦G0801210¦G0801230¦G0801250¦G0900010¦G0900030¦G0900050¦G0900070¦G0900090¦G0900110¦G0900130¦G0900150¦G1000010¦G1000030¦G1000050¦G1100010¦G1200010¦G1200030¦G1200050¦G1200070¦G1200090¦G1200110¦G1200130¦G1200150¦G1200170¦G1200190¦G1200210¦G1200230¦G1200270¦G1200290¦G1200310¦G1200330¦G1200350¦G1200370¦G1200390¦G1200410¦G1200430¦G1200450¦G1200470¦G1200490¦G1200510¦G1200530¦G1200550¦G1200570¦G1200590¦G1200610¦G1200630¦G1200650¦G1200670¦G1200690¦G1200710¦G1200730¦G1200750¦G1200770¦G1200790¦G1200810¦G1200830¦G1200850¦G1200860¦G1200870¦G1200890¦G1200910¦G1200930¦G1200950¦G1200970¦G1200990¦G1201010¦G1201030¦G1201050¦G1201070¦G1201090¦G1201110¦G1201130¦G1201150¦G1201170¦G1201190¦G1201210¦G1201230¦G1201250¦G1201270¦G1201290¦G1201310¦G1201330¦G1300010¦G1300030¦G1300050¦G1300070¦G1300090¦G1300110¦G1300130¦G1300150¦G1300170¦G1300190¦G1300210¦G1300230¦G1300250¦G1300270¦G1300290¦G1300310¦G1300330¦G1300350¦G1300370¦G1300390¦G1300430¦G1300450¦G1300470¦G1300490¦G1300510¦G1300530¦G1300550¦G1300570¦G1300590¦G1300610¦G1300630¦G1300650¦G1300670¦G1300690¦G1300710¦G1300730¦G1300750¦G1300770¦G1300790¦G1300810¦G1300830¦G1300850¦G1300870¦G1300890¦G1300910¦G1300930¦G1300950¦G1300970¦G1300990¦G1301010¦G1301030¦G1301050¦G1301070¦G1301090¦G1301110¦G1301130¦G1301150¦G1301170¦G1301190¦G1301210¦G1301230¦G1301250¦G1301270¦G1301290¦G1301310¦G1301330¦G1301350¦G1301370¦G1301390¦G1301410¦G1301430¦G1301450¦G1301470¦G1301490¦G1301510¦G1301530¦G1301550¦G1301570¦G1301590¦G1301610¦G1301630¦G1301650¦G1301670¦G1301690¦G1301710¦G1301730¦G1301750¦G1301770¦G1301790¦G1301810¦G1301830¦G1301850¦G1301870¦G1301890¦G1301910¦G1301930¦G1301950¦G1301970¦G1301990¦G1302010¦G1302050¦G1302070¦G1302090¦G1302110¦G1302130¦G1302150¦G1302170¦G1302190¦G1302210¦G1302230¦G1302250¦G1302270¦G1302290¦G1302310¦G1302330¦G1302350¦G1302370¦G1302390¦G1302410¦G1302430¦G1302450¦G1302470¦G1302490¦G1302510¦G1302530¦G1302550¦G1302570¦G1302590¦G1302610¦G1302630¦G1302650¦G1302670¦G1302690¦G1302710¦G1302730¦G1302750¦G1302770¦G1302790¦G1302810¦G1302830¦G1302850¦G1302870¦G1302890¦G1302910¦G1302930¦G1302950¦G1302970¦G1302990¦G1303010¦G1303030¦G1303050¦G1303070¦G1303090¦G1303110¦G1303130¦G1303150¦G1303170¦G1303190¦G1303210¦G1600010¦G1600030¦G1600050¦G1600070¦G1600090¦G1600110¦G1600130¦G1600150¦G1600170¦G1600190¦G1600210¦G1600230¦G1600250¦G1600270¦G1600290¦G1600310¦G1600330¦G1600350¦G1600370¦G1600390¦G1600410¦G1600430¦G1600450¦G1600470¦G1600490¦G1600510¦G1600530¦G1600550¦G1600570¦G1600590¦G1600610¦G1600630¦G1600650¦G1600670¦G1600690¦G1600710¦G1600730¦G1600750¦G1600770¦G1600790¦G1600810¦G1600830¦G1600850¦G1600870¦G1700010¦G1700030¦G1700050¦G1700070¦G1700090¦G1700110¦G1700130¦G1700150¦G1700170¦G1700190¦G1700210¦G1700230¦G1700250¦G1700270¦G1700290¦G1700310¦G1700330¦G1700350¦G1700370¦G1700390¦G1700410¦G1700430¦G1700450¦G1700470¦G1700490¦G1700510¦G1700530¦G1700550¦G1700570¦G1700590¦G1700610¦G1700630¦G1700650¦G1700670¦G1700690¦G1700710¦G1700730¦G1700750¦G1700770¦G1700790¦G1700810¦G1700830¦G1700850¦G1700870¦G1700890¦G1700910¦G1700930¦G1700950¦G1700970¦G1700990¦G1701010¦G1701030¦G1701050¦G1701070¦G1701090¦G1701110¦G1701130¦G1701150¦G1701170¦G1701190¦G1701210¦G1701230¦G1701250¦G1701270¦G1701290¦G1701310¦G1701330¦G1701350¦G1701370¦G1701390¦G1701410¦G1701430¦G1701450¦G1701470¦G1701490¦G1701510¦G1701530¦G1701550¦G1701570¦G1701590¦G1701610¦G1701630¦G1701650¦G1701670¦G1701690¦G1701710¦G1701730¦G1701750¦G1701770¦G1701790¦G1701810¦G1701830¦G1701850¦G1701870¦G1701890¦G1701910¦G1701930¦G1701950¦G1701970¦G1701990¦G1702010¦G1702030¦G1800010¦G1800030¦G1800050¦G1800070¦G1800090¦G1800110¦G1800130¦G1800150¦G1800170¦G1800190¦G1800210¦G1800230¦G1800250¦G1800270¦G1800290¦G1800310¦G1800330¦G1800350¦G1800370¦G1800390¦G1800410¦G1800430¦G1800450¦G1800470¦G1800490¦G1800510¦G1800530¦G1800550¦G1800570¦G1800590¦G1800610¦G1800630¦G1800650¦G1800670¦G1800690¦G1800710¦G1800730¦G1800750¦G1800770¦G1800790¦G1800810¦G1800830¦G1800850¦G1800870¦G1800890¦G1800910¦G1800930¦G1800950¦G1800970¦G1800990¦G1801010¦G1801030¦G1801050¦G1801070¦G1801090¦G1801110¦G1801130¦G1801150¦G1801170¦G1801190¦G1801210¦G1801230¦G1801250¦G1801270¦G1801290¦G1801310¦G1801330¦G1801350¦G1801370¦G1801390¦G1801410¦G1801430¦G1801450¦G1801470¦G1801490¦G1801510¦G1801530¦G1801550¦G1801570¦G1801590¦G1801610¦G1801630¦G1801650¦G1801670¦G1801690¦G1801710¦G1801730¦G1801750¦G1801770¦G1801790¦G1801810¦G1801830¦G1900010¦G1900030¦G1900050¦G1900070¦G1900090¦G1900110¦G1900130¦G1900150¦G1900170¦G1900190¦G1900210¦G1900230¦G1900250¦G1900270¦G1900290¦G1900310¦G1900330¦G1900350¦G1900370¦G1900390¦G1900410¦G1900430¦G1900450¦G1900470¦G1900490¦G1900510¦G1900530¦G1900550¦G1900570¦G1900590¦G1900610¦G1900630¦G1900650¦G1900670¦G1900690¦G1900710¦G1900730¦G1900750¦G1900770¦G1900790¦G1900810¦G1900830¦G1900850¦G1900870¦G1900890¦G1900910¦G1900930¦G1900950¦G1900970¦G1900990¦G1901010¦G1901030¦G1901050¦G1901070¦G1901090¦G1901110¦G1901130¦G1901150¦G1901170¦G1901190¦G1901210¦G1901230¦G1901250¦G1901270¦G1901290¦G1901310¦G1901330¦G1901350¦G1901370¦G1901390¦G1901410¦G1901430¦G1901450¦G1901470¦G1901490¦G1901510¦G1901530¦G1901550¦G1901570¦G1901590¦G1901610¦G1901630¦G1901650¦G1901670¦G1901690¦G1901710¦G1901730¦G1901750¦G1901770¦G1901790¦G1901810¦G1901830¦G1901850¦G1901870¦G1901890¦G1901910¦G1901930¦G1901950¦G1901970¦G2000010¦G2000030¦G2000050¦G2000070¦G2000090¦G2000110¦G2000130¦G2000150¦G2000170¦G2000190¦G2000210¦G2000230¦G2000250¦G2000270¦G2000290¦G2000310¦G2000330¦G2000350¦G2000370¦G2000390¦G2000410¦G2000430¦G2000450¦G2000470¦G2000490¦G2000510¦G2000530¦G2000550¦G2000570¦G2000590¦G2000610¦G2000630¦G2000650¦G2000670¦G2000690¦G2000710¦G2000730¦G2000750¦G2000770¦G2000790¦G2000810¦G2000830¦G2000850¦G2000870¦G2000890¦G2000910¦G2000930¦G2000950¦G2000970¦G2000990¦G2001010¦G2001030¦G2001050¦G2001070¦G2001090¦G2001110¦G2001130¦G2001150¦G2001170¦G2001190¦G2001210¦G2001230¦G2001250¦G2001270¦G2001290¦G2001310¦G2001330¦G2001350¦G2001370¦G2001390¦G2001410¦G2001430¦G2001450¦G2001470¦G2001490¦G2001510¦G2001530¦G2001550¦G2001570¦G2001590¦G2001610¦G2001630¦G2001650¦G2001670¦G2001690¦G2001710¦G2001730¦G2001750¦G2001770¦G2001790¦G2001810¦G2001830¦G2001850¦G2001870¦G2001890¦G2001910¦G2001930¦G2001950¦G2001970¦G2001990¦G2002010¦G2002030¦G2002050¦G2002070¦G2002090¦G2100010¦G2100030¦G2100050¦G2100070¦G2100090¦G2100110¦G2100130¦G2100150¦G2100170¦G2100190¦G2100210¦G2100230¦G2100250¦G2100270¦G2100290¦G2100310¦G2100330¦G2100350¦G2100370¦G2100390¦G2100410¦G2100430¦G2100450¦G2100470¦G2100490¦G2100510¦G2100530¦G2100550¦G2100570¦G2100590¦G2100610¦G2100630¦G2100650¦G2100670¦G2100690¦G2100710¦G2100730¦G2100750¦G2100770¦G2100790¦G2100810¦G2100830¦G2100850¦G2100870¦G2100890¦G2100910¦G2100930¦G2100950¦G2100970¦G2100990¦G2101010¦G2101030¦G2101050¦G2101070¦G2101090¦G2101110¦G2101130¦G2101150¦G2101170¦G2101190¦G2101210¦G2101230¦G2101250¦G2101270¦G2101290¦G2101310¦G2101330¦G2101350¦G2101370¦G2101390¦G2101410¦G2101430¦G2101450¦G2101470¦G2101490¦G2101510¦G2101530¦G2101550¦G2101570¦G2101590¦G2101610¦G2101630¦G2101650¦G2101670¦G2101690¦G2101710¦G2101730¦G2101750¦G2101770¦G2101790¦G2101810¦G2101830¦G2101850¦G2101870¦G2101890¦G2101910¦G2101930¦G2101950¦G2101970¦G2101990¦G2102010¦G2102030¦G2102050¦G2102070¦G2102090¦G2102110¦G2102130¦G2102150¦G2102170¦G2102190¦G2102210¦G2102230¦G2102250¦G2102270¦G2102290¦G2102310¦G2102330¦G2102350¦G2102370¦G2102390¦G2200010¦G2200030¦G2200050¦G2200070¦G2200090¦G2200110¦G2200130¦G2200150¦G2200170¦G2200190¦G2200210¦G2200230¦G2200250¦G2200270¦G2200290¦G2200310¦G2200330¦G2200350¦G2200370¦G2200390¦G2200410¦G2200430¦G2200450¦G2200470¦G2200490¦G2200510¦G2200530¦G2200550¦G2200570¦G2200590¦G2200610¦G2200630¦G2200650¦G2200670¦G2200690¦G2200710¦G2200730¦G2200750¦G2200770¦G2200790¦G2200810¦G2200830¦G2200850¦G2200870¦G2200890¦G2200910¦G2200930¦G2200950¦G2200970¦G2200990¦G2201010¦G2201030¦G2201050¦G2201070¦G2201090¦G2201110¦G2201130¦G2201150¦G2201170¦G2201190¦G2201210¦G2201230¦G2201250¦G2201270¦G2300010¦G2300030¦G2300050¦G2300070¦G2300090¦G2300110¦G2300130¦G2300150¦G2300170¦G2300190¦G2300210¦G2300230¦G2300250¦G2300270¦G2300290¦G2300310¦G2400010¦G2400030¦G2400050¦G2400090¦G2400110¦G2400130¦G2400150¦G2400170¦G2400190¦G2400210¦G2400230¦G2400250¦G2400270¦G2400290¦G2400310¦G2400330¦G2400350¦G2400370¦G2400390¦G2400410¦G2400430¦G2400450¦G2400470¦G2405100¦G2500010¦G2500030¦G2500050¦G2500070¦G2500090¦G2500110¦G2500130¦G2500150¦G2500170¦G2500190¦G2500210¦G2500230¦G2500250¦G2500270¦G2600010¦G2600030¦G2600050¦G2600070¦G2600090¦G2600110¦G2600130¦G2600150¦G2600170¦G2600190¦G2600210¦G2600230¦G2600250¦G2600270¦G2600290¦G2600310¦G2600330¦G2600350¦G2600370¦G2600390¦G2600410¦G2600430¦G2600450¦G2600470¦G2600490¦G2600510¦G2600530¦G2600550¦G2600570¦G2600590¦G2600610¦G2600630¦G2600650¦G2600670¦G2600690¦G2600710¦G2600730¦G2600750¦G2600770¦G2600790¦G2600810¦G2600830¦G2600850¦G2600870¦G2600890¦G2600910¦G2600930¦G2600950¦G2600970¦G2600990¦G2601010¦G2601030¦G2601050¦G2601070¦G2601090¦G2601110¦G2601130¦G2601150¦G2601170¦G2601190¦G2601210¦G2601230¦G2601250¦G2601270¦G2601290¦G2601310¦G2601330¦G2601350¦G2601370¦G2601390¦G2601410¦G2601430¦G2601450¦G2601470¦G2601490¦G2601510¦G2601530¦G2601550¦G2601570¦G2601590¦G2601610¦G2601630¦G2601650¦G2700010¦G2700030¦G2700050¦G2700070¦G2700090¦G2700110¦G2700130¦G2700150¦G2700170¦G2700190¦G2700210¦G2700230¦G2700250¦G2700270¦G2700290¦G2700310¦G2700330¦G2700350¦G2700370¦G2700390¦G2700410¦G2700430¦G2700450¦G2700470¦G2700490¦G2700510¦G2700530¦G2700550¦G2700570¦G2700590¦G2700610¦G2700630¦G2700650¦G2700670¦G2700690¦G2700710¦G2700730¦G2700750¦G2700770¦G2700790¦G2700810¦G2700830¦G2700850¦G2700870¦G2700890¦G2700910¦G2700930¦G2700950¦G2700970¦G2700990¦G2701010¦G2701030¦G2701050¦G2701070¦G2701090¦G2701110¦G2701130¦G2701150¦G2701170¦G2701190¦G2701210¦G2701230¦G2701250¦G2701270¦G2701290¦G2701310¦G2701330¦G2701350¦G2701370¦G2701390¦G2701410¦G2701430¦G2701450¦G2701470¦G2701490¦G2701510¦G2701530¦G2701550¦G2701570¦G2701590¦G2701610¦G2701630¦G2701650¦G2701670¦G2701690¦G2701710¦G2701730¦G2800010¦G2800030¦G2800050¦G2800070¦G2800090¦G2800110¦G2800130¦G2800150¦G2800170¦G2800190¦G2800210¦G2800230¦G2800250¦G2800270¦G2800290¦G2800310¦G2800330¦G2800350¦G2800370¦G2800390¦G2800410¦G2800430¦G2800450¦G2800470¦G2800490¦G2800510¦G2800530¦G2800550¦G2800570¦G2800590¦G2800610¦G2800630¦G2800650¦G2800670¦G2800690¦G2800710¦G2800730¦G2800750¦G2800770¦G2800790¦G2800810¦G2800830¦G2800850¦G2800870¦G2800890¦G2800910¦G2800930¦G2800950¦G2800970¦G2800990¦G2801010¦G2801030¦G2801050¦G2801070¦G2801090¦G2801110¦G2801130¦G2801150¦G2801170¦G2801190¦G2801210¦G2801230¦G2801250¦G2801270¦G2801290¦G2801310¦G2801330¦G2801350¦G2801370¦G2801390¦G2801410¦G2801430¦G2801450¦G2801470¦G2801490¦G2801510¦G2801530¦G2801550¦G2801570¦G2801590¦G2801610¦G2801630¦G2900010¦G2900030¦G2900050¦G2900070¦G2900090¦G2900110¦G2900130¦G2900150¦G2900170¦G2900190¦G2900210¦G2900230¦G2900250¦G2900270¦G2900290¦G2900310¦G2900330¦G2900350¦G2900370¦G2900390¦G2900410¦G2900430¦G2900450¦G2900470¦G2900490¦G2900510¦G2900530¦G2900550¦G2900570¦G2900590¦G2900610¦G2900630¦G2900650¦G2900670¦G2900690¦G2900710¦G2900730¦G2900750¦G2900770¦G2900790¦G2900810¦G2900830¦G2900850¦G2900870¦G2900890¦G2900910¦G2900930¦G2900950¦G2900970¦G2900990¦G2901010¦G2901030¦G2901050¦G2901070¦G2901090¦G2901110¦G2901130¦G2901150¦G2901170¦G2901190¦G2901210¦G2901230¦G2901250¦G2901270¦G2901290¦G2901310¦G2901330¦G2901350¦G2901370¦G2901390¦G2901410¦G2901430¦G2901450¦G2901470¦G2901490¦G2901510¦G2901530¦G2901550¦G2901570¦G2901590¦G2901610¦G2901630¦G2901650¦G2901670¦G2901690¦G2901710¦G2901730¦G2901750¦G2901770¦G2901790¦G2901810¦G2901830¦G2901850¦G2901860¦G2901870¦G2901890¦G2901950¦G2901970¦G2901990¦G2902010¦G2902030¦G2902050¦G2902070¦G2902090¦G2902110¦G2902130¦G2902150¦G2902170¦G2902190¦G2902210¦G2902230¦G2902250¦G2902270¦G2902290¦G2905100¦G3000010¦G3000030¦G3000050¦G3000070¦G3000090¦G3000110¦G3000130¦G3000150¦G3000170¦G3000190¦G3000210¦G3000230¦G3000250¦G3000270¦G3000290¦G3000310¦G3000330¦G3000350¦G3000370¦G3000390¦G3000410¦G3000430¦G3000450¦G3000470¦G3000490¦G3000510¦G3000530¦G3000550¦G3000570¦G3000590¦G3000610¦G3000630¦G3000650¦G3000670¦G3000690¦G3000710¦G3000730¦G3000750¦G3000770¦G3000790¦G3000810¦G3000830¦G3000850¦G3000870¦G3000890¦G3000910¦G3000930¦G3000950¦G3000970¦G3000990¦G3001010¦G3001030¦G3001050¦G3001070¦G3001090¦G3001110¦G3100010¦G3100030¦G3100050¦G3100070¦G3100090¦G3100110¦G3100130¦G3100150¦G3100170¦G3100190¦G3100210¦G3100230¦G3100250¦G3100270¦G3100290¦G3100310¦G3100330¦G3100350¦G3100370¦G3100390¦G3100410¦G3100430¦G3100450¦G3100470¦G3100490¦G3100510¦G3100530¦G3100550¦G3100570¦G3100590¦G3100610¦G3100630¦G3100650¦G3100670¦G3100690¦G3100710¦G3100730¦G3100750¦G3100770¦G3100790¦G3100810¦G3100830¦G3100850¦G3100870¦G3100890¦G3100910¦G3100930¦G3100950¦G3100970¦G3100990¦G3101010¦G3101030¦G3101050¦G3101070¦G3101090¦G3101110¦G3101130¦G3101150¦G3101170¦G3101190¦G3101210¦G3101230¦G3101250¦G3101270¦G3101290¦G3101310¦G3101330¦G3101350¦G3101370¦G3101390¦G3101410¦G3101430¦G3101450¦G3101470¦G3101490¦G3101510¦G3101530¦G3101550¦G3101570¦G3101590¦G3101610¦G3101630¦G3101650¦G3101670¦G3101690¦G3101710¦G3101730¦G3101750¦G3101770¦G3101790¦G3101810¦G3101830¦G3101850¦G3200010¦G3200030¦G3200050¦G3200070¦G3200090¦G3200110¦G3200130¦G3200150¦G3200170¦G3200190¦G3200210¦G3200230¦G3200270¦G3200290¦G3200310¦G3200330¦G3205100¦G3300010¦G3300030¦G3300050¦G3300070¦G3300090¦G3300110¦G3300130¦G3300150¦G3300170¦G3300190¦G3400010¦G3400030¦G3400050¦G3400070¦G3400090¦G3400110¦G3400130¦G3400150¦G3400170¦G3400190¦G3400210¦G3400230¦G3400250¦G3400270¦G3400290¦G3400310¦G3400330¦G3400350¦G3400370¦G3400390¦G3400410¦G3500010¦G3500030¦G3500050¦G3500060¦G3500070¦G3500090¦G3500110¦G3500130¦G3500150¦G3500170¦G3500190¦G3500210¦G3500230¦G3500250¦G3500270¦G3500280¦G3500290¦G3500310¦G3500330¦G3500350¦G3500370¦G3500390¦G3500410¦G3500430¦G3500450¦G3500470¦G3500490¦G3500510¦G3500530¦G3500550¦G3500570¦G3500590¦G3500610¦G3600010¦G3600030¦G3600050¦G3600070¦G3600090¦G3600110¦G3600130¦G3600150¦G3600170¦G3600190¦G3600210¦G3600230¦G3600250¦G3600270¦G3600290¦G3600310¦G3600330¦G3600350¦G3600370¦G3600390¦G3600410¦G3600430¦G3600450¦G3600470¦G3600490¦G3600510¦G3600530¦G3600550¦G3600570¦G3600590¦G3600610¦G3600630¦G3600650¦G3600670¦G3600690¦G3600710¦G3600730¦G3600750¦G3600770¦G3600790¦G3600810¦G3600830¦G3600850¦G3600870¦G3600890¦G3600910¦G3600930¦G3600950¦G3600970¦G3600990¦G3601010¦G3601030¦G3601050¦G3601070¦G3601090¦G3601110¦G3601130¦G3601150¦G3601170¦G3601190¦G3601210¦G3601230¦G3700010¦G3700030¦G3700050¦G3700070¦G3700090¦G3700110¦G3700130¦G3700150¦G3700170¦G3700190¦G3700210¦G3700230¦G3700250¦G3700270¦G3700290¦G3700310¦G3700330¦G3700350¦G3700370¦G3700390¦G3700410¦G3700430¦G3700450¦G3700470¦G3700490¦G3700510¦G3700530¦G3700550¦G3700570¦G3700590¦G3700610¦G3700630¦G3700650¦G3700670¦G3700690¦G3700710¦G3700730¦G3700750¦G3700770¦G3700790¦G3700810¦G3700830¦G3700850¦G3700870¦G3700890¦G3700910¦G3700930¦G3700950¦G3700970¦G3700990¦G3701010¦G3701030¦G3701050¦G3701070¦G3701090¦G3701110¦G3701130¦G3701150¦G3701170¦G3701190¦G3701210¦G3701230¦G3701250¦G3701270¦G3701290¦G3701310¦G3701330¦G3701350¦G3701370¦G3701390¦G3701410¦G3701430¦G3701450¦G3701470¦G3701490¦G3701510¦G3701530¦G3701550¦G3701570¦G3701590¦G3701610¦G3701630¦G3701650¦G3701670¦G3701690¦G3701710¦G3701730¦G3701750¦G3701770¦G3701790¦G3701810¦G3701830¦G3701850¦G3701870¦G3701890¦G3701910¦G3701930¦G3701950¦G3701970¦G3701990¦G3800010¦G3800030¦G3800050¦G3800070¦G3800090¦G3800110¦G3800130¦G3800150¦G3800170¦G3800190¦G3800210¦G3800230¦G3800250¦G3800270¦G3800290¦G3800310¦G3800330¦G3800350¦G3800370¦G3800390¦G3800410¦G3800430¦G3800450¦G3800470¦G3800490¦G3800510¦G3800530¦G3800550¦G3800570¦G3800590¦G3800610¦G3800630¦G3800650¦G3800670¦G3800690¦G3800710¦G3800730¦G3800750¦G3800770¦G3800790¦G3800810¦G3800830¦G3800850¦G3800870¦G3800890¦G3800910¦G3800930¦G3800950¦G3800970¦G3800990¦G3801010¦G3801030¦G3801050¦G3900010¦G3900030¦G3900050¦G3900070¦G3900090¦G3900110¦G3900130¦G3900150¦G3900170¦G3900190¦G3900210¦G3900230¦G3900250¦G3900270¦G3900290¦G3900310¦G3900330¦G3900350¦G3900370¦G3900390¦G3900410¦G3900430¦G3900450¦G3900470¦G3900490¦G3900510¦G3900530¦G3900550¦G3900570¦G3900590¦G3900610¦G3900630¦G3900650¦G3900670¦G3900690¦G3900710¦G3900730¦G3900750¦G3900770¦G3900790¦G3900810¦G3900830¦G3900850¦G3900870¦G3900890¦G3900910¦G3900930¦G3900950¦G3900970¦G3900990¦G3901010¦G3901030¦G3901050¦G3901070¦G3901090¦G3901110¦G3901130¦G3901150¦G3901170¦G3901190¦G3901210¦G3901230¦G3901250¦G3901270¦G3901290¦G3901310¦G3901330¦G3901350¦G3901370¦G3901390¦G3901410¦G3901430¦G3901450¦G3901470¦G3901490¦G3901510¦G3901530¦G3901550¦G3901570¦G3901590¦G3901610¦G3901630¦G3901650¦G3901670¦G3901690¦G3901710¦G3901730¦G3901750¦G4000010¦G4000030¦G4000050¦G4000070¦G4000090¦G4000110¦G4000130¦G4000150¦G4000170¦G4000190¦G4000210¦G4000230¦G4000250¦G4000270¦G4000290¦G4000310¦G4000330¦G4000350¦G4000370¦G4000390¦G4000410¦G4000430¦G4000450¦G4000470¦G4000490¦G4000510¦G4000530¦G4000550¦G4000570¦G4000590¦G4000610¦G4000630¦G4000650¦G4000670¦G4000690¦G4000710¦G4000730¦G4000750¦G4000770¦G4000790¦G4000810¦G4000830¦G4000850¦G4000870¦G4000890¦G4000910¦G4000930¦G4000950¦G4000970¦G4000990¦G4001010¦G4001030¦G4001050¦G4001070¦G4001090¦G4001110¦G4001130¦G4001150¦G4001170¦G4001190¦G4001210¦G4001230¦G4001250¦G4001270¦G4001290¦G4001310¦G4001330¦G4001350¦G4001370¦G4001390¦G4001410¦G4001430¦G4001450¦G4001470¦G4001490¦G4001510¦G4001530¦G4100010¦G4100030¦G4100050¦G4100070¦G4100090¦G4100110¦G4100130¦G4100150¦G4100170¦G4100190¦G4100210¦G4100230¦G4100250¦G4100270¦G4100290¦G4100310¦G4100330¦G4100350¦G4100370¦G4100390¦G4100410¦G4100430¦G4100450¦G4100470¦G4100490¦G4100510¦G4100530¦G4100550¦G4100570¦G4100590¦G4100610¦G4100630¦G4100650¦G4100670¦G4100690¦G4100710¦G4200010¦G4200030¦G4200050¦G4200070¦G4200090¦G4200110¦G4200130¦G4200150¦G4200170¦G4200190¦G4200210¦G4200230¦G4200250¦G4200270¦G4200290¦G4200310¦G4200330¦G4200350¦G4200370¦G4200390¦G4200410¦G4200430¦G4200450¦G4200470¦G4200490¦G4200510¦G4200530¦G4200550¦G4200570¦G4200590¦G4200610¦G4200630¦G4200650¦G4200670¦G4200690¦G4200710¦G4200730¦G4200750¦G4200770¦G4200790¦G4200810¦G4200830¦G4200850¦G4200870¦G4200890¦G4200910¦G4200930¦G4200950¦G4200970¦G4200990¦G4201010¦G4201030¦G4201050¦G4201070¦G4201090¦G4201110¦G4201130¦G4201150¦G4201170¦G4201190¦G4201210¦G4201230¦G4201250¦G4201270¦G4201290¦G4201310¦G4201330¦G4400010¦G4400030¦G4400050¦G4400070¦G4400090¦G4500010¦G4500030¦G4500050¦G4500070¦G4500090¦G4500110¦G4500130¦G4500150¦G4500170¦G4500190¦G4500210¦G4500230¦G4500250¦G4500270¦G4500290¦G4500310¦G4500330¦G4500350¦G4500370¦G4500390¦G4500410¦G4500430¦G4500450¦G4500470¦G4500490¦G4500510¦G4500530¦G4500550¦G4500570¦G4500590¦G4500610¦G4500630¦G4500650¦G4500670¦G4500690¦G4500710¦G4500730¦G4500750¦G4500770¦G4500790¦G4500810¦G4500830¦G4500850¦G4500870¦G4500890¦G4500910¦G4600030¦G4600050¦G4600070¦G4600090¦G4600110¦G4600130¦G4600150¦G4600170¦G4600190¦G4600210¦G4600230¦G4600250¦G4600270¦G4600290¦G4600310¦G4600330¦G4600350¦G4600370¦G4600390¦G4600410¦G4600430¦G4600450¦G4600470¦G4600490¦G4600510¦G4600530¦G4600550¦G4600570¦G4600590¦G4600610¦G4600630¦G4600650¦G4600670¦G4600690¦G4600710¦G4600730¦G4600750¦G4600770¦G4600790¦G4600810¦G4600830¦G4600850¦G4600870¦G4600890¦G4600910¦G4600930¦G4600950¦G4600970¦G4600990¦G4601010¦G4601020¦G4601030¦G4601050¦G4601070¦G4601090¦G4601110¦G4601150¦G4601170¦G4601190¦G4601210¦G4601230¦G4601250¦G4601270¦G4601290¦G4601350¦G4601370¦G4700010¦G4700030¦G4700050¦G4700070¦G4700090¦G4700110¦G4700130¦G4700150¦G4700170¦G4700190¦G4700210¦G4700230¦G4700250¦G4700270¦G4700290¦G4700310¦G4700330¦G4700350¦G4700370¦G4700390¦G4700410¦G4700430¦G4700450¦G4700470¦G4700490¦G4700510¦G4700530¦G4700550¦G4700570¦G4700590¦G4700610¦G4700630¦G4700650¦G4700670¦G4700690¦G4700710¦G4700730¦G4700750¦G4700770¦G4700790¦G4700810¦G4700830¦G4700850¦G4700870¦G4700890¦G4700910¦G4700930¦G4700950¦G4700970¦G4700990¦G4701010¦G4701030¦G4701050¦G4701070¦G4701090¦G4701110¦G4701130¦G4701150¦G4701170¦G4701190¦G4701210¦G4701230¦G4701250¦G4701270¦G4701290¦G4701310¦G4701330¦G4701350¦G4701370¦G4701390¦G4701410¦G4701430¦G4701450¦G4701470¦G4701490¦G4701510¦G4701530¦G4701550¦G4701570¦G4701590¦G4701610¦G4701630¦G4701650¦G4701670¦G4701690¦G4701710¦G4701730¦G4701750¦G4701770¦G4701790¦G4701810¦G4701830¦G4701850¦G4701870¦G4701890¦G4800010¦G4800030¦G4800050¦G4800070¦G4800090¦G4800110¦G4800130¦G4800150¦G4800170¦G4800190¦G4800210¦G4800230¦G4800250¦G4800270¦G4800290¦G4800310¦G4800330¦G4800350¦G4800370¦G4800390¦G4800410¦G4800430¦G4800450¦G4800470¦G4800490¦G4800510¦G4800530¦G4800550¦G4800570¦G4800590¦G4800610¦G4800630¦G4800650¦G4800670¦G4800690¦G4800710¦G4800730¦G4800750¦G4800770¦G4800790¦G4800810¦G4800830¦G4800850¦G4800870¦G4800890¦G4800910¦G4800930¦G4800950¦G4800970¦G4800990¦G4801010¦G4801030¦G4801050¦G4801070¦G4801090¦G4801110¦G4801130¦G4801150¦G4801170¦G4801190¦G4801210¦G4801230¦G4801250¦G4801270¦G4801290¦G4801310¦G4801330¦G4801350¦G4801370¦G4801390¦G4801410¦G4801430¦G4801450¦G4801470¦G4801490¦G4801510¦G4801530¦G4801550¦G4801570¦G4801590¦G4801610¦G4801630¦G4801650¦G4801670¦G4801690¦G4801710¦G4801730¦G4801750¦G4801770¦G4801790¦G4801810¦G4801830¦G4801850¦G4801870¦G4801890¦G4801910¦G4801930¦G4801950¦G4801970¦G4801990¦G4802010¦G4802030¦G4802050¦G4802070¦G4802090¦G4802110¦G4802130¦G4802150¦G4802170¦G4802190¦G4802210¦G4802230¦G4802250¦G4802270¦G4802290¦G4802310¦G4802330¦G4802350¦G4802370¦G4802390¦G4802410¦G4802430¦G4802450¦G4802470¦G4802490¦G4802510¦G4802530¦G4802550¦G4802570¦G4802590¦G4802610¦G4802630¦G4802650¦G4802670¦G4802690¦G4802710¦G4802730¦G4802750¦G4802770¦G4802790¦G4802810¦G4802830¦G4802850¦G4802870¦G4802890¦G4802910¦G4802930¦G4802950¦G4802970¦G4802990¦G4803030¦G4803050¦G4803070¦G4803090¦G4803110¦G4803130¦G4803150¦G4803170¦G4803190¦G4803210¦G4803230¦G4803250¦G4803270¦G4803290¦G4803310¦G4803330¦G4803350¦G4803370¦G4803390¦G4803410¦G4803430¦G4803450¦G4803470¦G4803490¦G4803510¦G4803530¦G4803550¦G4803570¦G4803590¦G4803610¦G4803630¦G4803650¦G4803670¦G4803690¦G4803710¦G4803730¦G4803750¦G4803770¦G4803790¦G4803810¦G4803830¦G4803850¦G4803870¦G4803890¦G4803910¦G4803930¦G4803950¦G4803970¦G4803990¦G4804010¦G4804030¦G4804050¦G4804070¦G4804090¦G4804110¦G4804130¦G4804150¦G4804170¦G4804190¦G4804210¦G4804230¦G4804250¦G4804270¦G4804290¦G4804310¦G4804330¦G4804350¦G4804370¦G4804390¦G4804410¦G4804430¦G4804450¦G4804470¦G4804490¦G4804510¦G4804530¦G4804550¦G4804570¦G4804590¦G4804610¦G4804630¦G4804650¦G4804670¦G4804690¦G4804710¦G4804730¦G4804750¦G4804770¦G4804790¦G4804810¦G4804830¦G4804850¦G4804870¦G4804890¦G4804910¦G4804930¦G4804950¦G4804970¦G4804990¦G4805010¦G4805030¦G4805050¦G4805070¦G4900010¦G4900030¦G4900050¦G4900070¦G4900090¦G4900110¦G4900130¦G4900150¦G4900170¦G4900190¦G4900210¦G4900230¦G4900250¦G4900270¦G4900290¦G4900310¦G4900330¦G4900350¦G4900370¦G4900390¦G4900410¦G4900430¦G4900450¦G4900470¦G4900490¦G4900510¦G4900530¦G4900550¦G4900570¦G5000010¦G5000030¦G5000050¦G5000070¦G5000090¦G5000110¦G5000130¦G5000150¦G5000170¦G5000190¦G5000210¦G5000230¦G5000250¦G5000270¦G5100010¦G5100030¦G5100050¦G5100070¦G5100090¦G5100110¦G5100130¦G5100150¦G5100170¦G5100190¦G5100210¦G5100230¦G5100250¦G5100270¦G5100290¦G5100310¦G5100330¦G5100350¦G5100360¦G5100370¦G5100410¦G5100430¦G5100450¦G5100470¦G5100490¦G5100510¦G5100530¦G5100570¦G5100590¦G5100610¦G5100630¦G5100650¦G5100670¦G5100690¦G5100710¦G5100730¦G5100750¦G5100770¦G5100790¦G5100810¦G5100830¦G5100850¦G5100870¦G5100890¦G5100910¦G5100930¦G5100950¦G5100970¦G5100990¦G5101010¦G5101030¦G5101050¦G5101070¦G5101090¦G5101110¦G5101130¦G5101150¦G5101170¦G5101190¦G5101210¦G5101250¦G5101270¦G5101310¦G5101330¦G5101350¦G5101370¦G5101390¦G5101410¦G5101430¦G5101450¦G5101470¦G5101490¦G5101530¦G5101550¦G5101570¦G5101590¦G5101610¦G5101630¦G5101650¦G5101670¦G5101690¦G5101710¦G5101730¦G5101750¦G5101770¦G5101790¦G5101810¦G5101830¦G5101850¦G5101870¦G5101910¦G5101930¦G5101950¦G5101970¦G5101990¦G5105100¦G5105200¦G5105300¦G5105400¦G5105500¦G5105700¦G5105800¦G5105900¦G5105950¦G5106000¦G5106100¦G5106200¦G5106300¦G5106400¦G5106500¦G5106600¦G5106700¦G5106780¦G5106800¦G5106830¦G5106850¦G5106900¦G5107000¦G5107100¦G5107200¦G5107300¦G5107350¦G5107400¦G5107500¦G5107600¦G5107700¦G5107750¦G5107900¦G5108000¦G5108100¦G5108200¦G5108300¦G5108400¦G5300010¦G5300030¦G5300050¦G5300070¦G5300090¦G5300110¦G5300130¦G5300150¦G5300170¦G5300190¦G5300210¦G5300230¦G5300250¦G5300270¦G5300290¦G5300310¦G5300330¦G5300350¦G5300370¦G5300390¦G5300410¦G5300430¦G5300450¦G5300470¦G5300490¦G5300510¦G5300530¦G5300550¦G5300570¦G5300590¦G5300610¦G5300630¦G5300650¦G5300670¦G5300690¦G5300710¦G5300730¦G5300750¦G5300770¦G5400010¦G5400030¦G5400050¦G5400070¦G5400090¦G5400110¦G5400130¦G5400150¦G5400170¦G5400190¦G5400210¦G5400230¦G5400250¦G5400270¦G5400290¦G5400310¦G5400330¦G5400350¦G5400370¦G5400390¦G5400410¦G5400430¦G5400450¦G5400470¦G5400490¦G5400510¦G5400530¦G5400550¦G5400570¦G5400590¦G5400610¦G5400630¦G5400650¦G5400670¦G5400690¦G5400710¦G5400730¦G5400750¦G5400770¦G5400790¦G5400810¦G5400830¦G5400850¦G5400870¦G5400890¦G5400910¦G5400930¦G5400950¦G5400970¦G5400990¦G5401010¦G5401030¦G5401050¦G5401070¦G5401090¦G5500010¦G5500030¦G5500050¦G5500070¦G5500090¦G5500110¦G5500130¦G5500150¦G5500170¦G5500190¦G5500210¦G5500230¦G5500250¦G5500270¦G5500290¦G5500310¦G5500330¦G5500350¦G5500370¦G5500390¦G5500410¦G5500430¦G5500450¦G5500470¦G5500490¦G5500510¦G5500530¦G5500550¦G5500570¦G5500590¦G5500610¦G5500630¦G5500650¦G5500670¦G5500690¦G5500710¦G5500730¦G5500750¦G5500770¦G5500780¦G5500790¦G5500810¦G5500830¦G5500850¦G5500870¦G5500890¦G5500910¦G5500930¦G5500950¦G5500970¦G5500990¦G5501010¦G5501030¦G5501050¦G5501070¦G5501090¦G5501110¦G5501130¦G5501150¦G5501170¦G5501190¦G5501210¦G5501230¦G5501250¦G5501270¦G5501290¦G5501310¦G5501330¦G5501350¦G5501370¦G5501390¦G5501410¦G5600010¦G5600030¦G5600050¦G5600070¦G5600090¦G5600110¦G5600130¦G5600150¦G5600170¦G5600190¦G5600210¦G5600230¦G5600250¦G5600270¦G5600290¦G5600310¦G5600330¦G5600350¦G5600370¦G5600390¦G5600410¦G5600430¦G5600450
metadata | in.county_and_puma | string | n/a | GISJOINT identifier for county and PUMA | G0100010, G01002100¦G0100030, G01002600¦G0100050, G01002400¦G0100070, G01001700¦G0100090, G01000800¦G0100110, G01002400¦G0100130, G01002300¦G0100150, G01001100¦G0100170, G01001800¦G0100190, G01001000¦G0100210, G01001800¦G0100230, G01002200¦G0100250, G01002200¦G0100270, G01001000¦G0100290, G01001000¦G0100310, G01002300¦G0100330, G01000100¦G0100350, G01002200¦G0100370, G01001800¦G0100390, G01002300¦G0100410, G01002300¦G0100430, G01000700¦G0100450, G01002500¦G0100470, G01001700¦G0100490, G01000400¦G0100510, G01002100¦G0100530, G01002200¦G0100550, G01000900¦G0100570, G01001400¦G0100590, G01000100¦G0100610, G01002500¦G0100630, G01001700¦G0100650, G01001700¦G0100670, G01002500¦G0100690, G01002500¦G0100710, G01000400¦G0100730, G01001301¦G0100730, G01001302¦G0100730, G01001303¦G0100730, G01001304¦G0100730, G01001305¦G0100750, G01001400¦G0100770, G01000100¦G0100790, G01000600¦G0100810, G01001900¦G0100830, G01000200¦G0100850, G01002100¦G0100870, G01002400¦G0100890, G01000200¦G0100890, G01000301¦G0100890, G01000302¦G0100890, G01000500¦G0100910, G01001700¦G0100930, G01000100¦G0100930, G01001400¦G0100950, G01000500¦G0100970, G01002701¦G0100970, G01002702¦G0100970, G01002703¦G0100990, G01002200¦G0101010, G01002000¦G0101010, G01002100¦G0101030, G01000600¦G0101050, G01001700¦G0101070, G01001500¦G0101090, G01002400¦G0101110, G01001000¦G0101130, G01002400¦G0101150, G01000800¦G0101170, G01001200¦G0101190, G01001700¦G0101210, G01001000¦G0101230, G01001800¦G0101250, G01001500¦G0101250, G01001600¦G0101270, G01001400¦G0101290, G01002200¦G0101310, G01002200¦G0101330, G01000700¦G0400010, G04000300¦G0400030, G04000900¦G0400050, G04000400¦G0400070, G04000800¦G0400090, G04000800¦G0400110, G04000800¦G0400120, G04000600¦G0400130, G04000100¦G0400130, G04000101¦G0400130, G04000102¦G0400130, G04000103¦G0400130, G04000104¦G0400130, G04000105¦G0400130, G04000106¦G0400130, G04000107¦G0400130, G04000108¦G0400130, G04000109¦G0400130, G04000110¦G0400130, G04000111¦G0400130, G04000112¦G0400130, G04000113¦G0400130, G04000114¦G0400130, G04000115¦G0400130, G04000116¦G0400130, G04000117¦G0400130, G04000118¦G0400130, G04000119¦G0400130, G04000120¦G0400130, G04000121¦G0400130, G04000122¦G0400130, G04000123¦G0400130, G04000124¦G0400130, G04000125¦G0400130, G04000126¦G0400130, G04000127¦G0400130, G04000128¦G0400130, G04000129¦G0400130, G04000130¦G0400130, G04000131¦G0400130, G04000132¦G0400130, G04000133¦G0400130, G04000134¦G0400150, G04000600¦G0400170, G04000300¦G0400190, G04000201¦G0400190, G04000202¦G0400190, G04000203¦G0400190, G04000204¦G0400190, G04000205¦G0400190, G04000206¦G0400190, G04000207¦G0400190, G04000208¦G0400190, G04000209¦G0400210, G04000800¦G0400210, G04000803¦G0400210, G04000805¦G0400210, G04000807¦G0400230, G04000900¦G0400250, G04000500¦G0400270, G04000700¦G0500010, G05001700¦G0500010, G05001800¦G0500030, G05001800¦G0500050, G05000300¦G0500070, G05000100¦G0500090, G05000300¦G0500110, G05001800¦G0500130, G05001900¦G0500150, G05000300¦G0500170, G05001800¦G0500190, G05001600¦G0500210, G05000500¦G0500230, G05000400¦G0500250, G05001800¦G0500270, G05001900¦G0500290, G05001300¦G0500310, G05000500¦G0500310, G05000600¦G0500330, G05001400¦G0500350, G05000600¦G0500370, G05000700¦G0500390, G05001900¦G0500410, G05001800¦G0500430, G05001800¦G0500450, G05001100¦G0500470, G05001500¦G0500490, G05000400¦G0500510, G05001600¦G0500530, G05001700¦G0500550, G05000500¦G0500570, G05002000¦G0500590, G05001600¦G0500610, G05001500¦G0500630, G05000400¦G0500650, G05000400¦G0500670, G05000800¦G0500690, G05001700¦G0500710, G05001300¦G0500730, G05002000¦G0500750, G05000500¦G0500770, G05000700¦G0500790, G05001800¦G0500810, G05002000¦G0500830, G05001500¦G0500850, G05001100¦G0500870, G05000300¦G0500890, G05000300¦G0500910, G05002000¦G0500930, G05000600¦G0500950, G05000700¦G0500970, G05001600¦G0500990, G05002000¦G0501010, G05000300¦G0501030, G05001900¦G0501050, G05001300¦G0501070, G05000700¦G0501090, G05002000¦G0501110, G05000700¦G0501130, G05001500¦G0501150, G05001300¦G0501170, G05000800¦G0501190, G05000900¦G0501190, G05001000¦G0501210, G05000500¦G0501230, G05000700¦G0501250, G05001200¦G0501270, G05001500¦G0501290, G05000300¦G0501310, G05001400¦G0501330, G05001500¦G0501350, G05000400¦G0501370, G05000400¦G0501390, G05001900¦G0501410, G05000400¦G0501430, G05000200¦G0501450, G05000800¦G0501470, G05000800¦G0501490, G05001300¦G0600010, G06000101¦G0600010, G06000102¦G0600010, G06000103¦G0600010, G06000104¦G0600010, G06000105¦G0600010, G06000106¦G0600010, G06000107¦G0600010, G06000108¦G0600010, G06000109¦G0600010, G06000110¦G0600030, G06000300¦G0600050, G06000300¦G0600070, G06000701¦G0600070, G06000702¦G0600090, G06000300¦G0600110, G06001100¦G0600130, G06001301¦G0600130, G06001302¦G0600130, G06001303¦G0600130, G06001304¦G0600130, G06001305¦G0600130, G06001306¦G0600130, G06001307¦G0600130, G06001308¦G0600130, G06001309¦G0600150, G06001500¦G0600170, G06001700¦G0600190, G06001901¦G0600190, G06001902¦G0600190, G06001903¦G0600190, G06001904¦G0600190, G06001905¦G0600190, G06001906¦G0600190, G06001907¦G0600210, G06001100¦G0600230, G06002300¦G0600250, G06002500¦G0600270, G06000300¦G0600290, G06002901¦G0600290, G06002902¦G0600290, G06002903¦G0600290, G06002904¦G0600290, G06002905¦G0600310, G06003100¦G0600330, G06003300¦G0600350, G06001500¦G0600370, G06003701¦G0600370, G06003702¦G0600370, G06003703¦G0600370, G06003704¦G0600370, G06003705¦G0600370, G06003706¦G0600370, G06003707¦G0600370, G06003708¦G0600370, G06003709¦G0600370, G06003710¦G0600370, G06003711¦G0600370, G06003712¦G0600370, G06003713¦G0600370, G06003714¦G0600370, G06003715¦G0600370, G06003716¦G0600370, G06003717¦G0600370, G06003718¦G0600370, G06003719¦G0600370, G06003720¦G0600370, G06003721¦G0600370, G06003722¦G0600370, G06003723¦G0600370, G06003724¦G0600370, G06003725¦G0600370, G06003726¦G0600370, G06003727¦G0600370, G06003728¦G0600370, G06003729¦G0600370, G06003730¦G0600370, G06003731¦G0600370, G06003732¦G0600370, G06003733¦G0600370, G06003734¦G0600370, G06003735¦G0600370, G06003736¦G0600370, G06003737¦G0600370, G06003738¦G0600370, G06003739¦G0600370, G06003740¦G0600370, G06003741¦G0600370, G06003742¦G0600370, G06003743¦G0600370, G06003744¦G0600370, G06003745¦G0600370, G06003746¦G0600370, G06003747¦G0600370, G06003748¦G0600370, G06003749¦G0600370, G06003750¦G0600370, G06003751¦G0600370, G06003752¦G0600370, G06003753¦G0600370, G06003754¦G0600370, G06003755¦G0600370, G06003756¦G0600370, G06003757¦G0600370, G06003758¦G0600370, G06003759¦G0600370, G06003760¦G0600370, G06003761¦G0600370, G06003762¦G0600370, G06003763¦G0600370, G06003764¦G0600370, G06003765¦G0600370, G06003766¦G0600370, G06003767¦G0600370, G06003768¦G0600370, G06003769¦G0600390, G06003900¦G0600410, G06004101¦G0600410, G06004102¦G0600430, G06000300¦G0600450, G06003300¦G0600470, G06004701¦G0600470, G06004702¦G0600490, G06001500¦G0600510, G06000300¦G0600530, G06005301¦G0600530, G06005302¦G0600530, G06005303¦G0600550, G06005500¦G0600570, G06005700¦G0600590, G06005901¦G0600590, G06005902¦G0600590, G06005903¦G0600590, G06005904¦G0600590, G06005905¦G0600590, G06005906¦G0600590, G06005907¦G0600590, G06005908¦G0600590, G06005909¦G0600590, G06005910¦G0600590, G06005911¦G0600590, G06005912¦G0600590, G06005913¦G0600590, G06005914¦G0600590, G06005915¦G0600590, G06005916¦G0600590, G06005917¦G0600590, G06005918¦G0600610, G06006101¦G0600610, G06006102¦G0600610, G06006103¦G0600630, G06001500¦G0600650, G06006501¦G0600650, G06006502¦G0600650, G06006503¦G0600650, G06006504¦G0600650, G06006505¦G0600650, G06006506¦G0600650, G06006507¦G0600650, G06006508¦G0600650, G06006509¦G0600650, G06006510¦G0600650, G06006511¦G0600650, G06006512¦G0600650, G06006513¦G0600650, G06006514¦G0600650, G06006515¦G0600670, G06006701¦G0600670, G06006702¦G0600670, G06006703¦G0600670, G06006704¦G0600670, G06006705¦G0600670, G06006706¦G0600670, G06006707¦G0600670, G06006708¦G0600670, G06006709¦G0600670, G06006710¦G0600670, G06006711¦G0600670, G06006712¦G0600690, G06005303¦G0600710, G06007101¦G0600710, G06007102¦G0600710, G06007103¦G0600710, G06007104¦G0600710, G06007105¦G0600710, G06007106¦G0600710, G06007107¦G0600710, G06007108¦G0600710, G06007109¦G0600710, G06007110¦G0600710, G06007111¦G0600710, G06007112¦G0600710, G06007113¦G0600710, G06007114¦G0600710, G06007115¦G0600730, G06007301¦G0600730, G06007302¦G0600730, G06007303¦G0600730, G06007304¦G0600730, G06007305¦G0600730, G06007306¦G0600730, G06007307¦G0600730, G06007308¦G0600730, G06007309¦G0600730, G06007310¦G0600730, G06007311¦G0600730, G06007312¦G0600730, G06007313¦G0600730, G06007314¦G0600730, G06007315¦G0600730, G06007316¦G0600730, G06007317¦G0600730, G06007318¦G0600730, G06007319¦G0600730, G06007320¦G0600730, G06007321¦G0600730, G06007322¦G0600750, G06007501¦G0600750, G06007502¦G0600750, G06007503¦G0600750, G06007504¦G0600750, G06007505¦G0600750, G06007506¦G0600750, G06007507¦G0600770, G06007701¦G0600770, G06007702¦G0600770, G06007703¦G0600770, G06007704¦G0600790, G06007901¦G0600790, G06007902¦G0600810, G06008101¦G0600810, G06008102¦G0600810, G06008103¦G0600810, G06008104¦G0600810, G06008105¦G0600810, G06008106¦G0600830, G06008301¦G0600830, G06008302¦G0600830, G06008303¦G0600850, G06008501¦G0600850, G06008502¦G0600850, G06008503¦G0600850, G06008504¦G0600850, G06008505¦G0600850, G06008506¦G0600850, G06008507¦G0600850, G06008508¦G0600850, G06008509¦G0600850, G06008510¦G0600850, G06008511¦G0600850, G06008512¦G0600850, G06008513¦G0600850, G06008514¦G0600870, G06008701¦G0600870, G06008702¦G0600890, G06008900¦G0600910, G06005700¦G0600930, G06001500¦G0600950, G06009501¦G0600950, G06009502¦G0600950, G06009503¦G0600970, G06009701¦G0600970, G06009702¦G0600970, G06009703¦G0600990, G06009901¦G0600990, G06009902¦G0600990, G06009903¦G0600990, G06009904¦G0601010, G06010100¦G0601030, G06001100¦G0601050, G06001100¦G0601070, G06010701¦G0601070, G06010702¦G0601070, G06010703¦G0601090, G06000300¦G0601110, G06011101¦G0601110, G06011102¦G0601110, G06011103¦G0601110, G06011104¦G0601110, G06011105¦G0601110, G06011106¦G0601130, G06011300¦G0601150, G06010100¦G0800010, G08000804¦G0800010, G08000805¦G0800010, G08000806¦G0800010, G08000807¦G0800010, G08000809¦G0800010, G08000810¦G0800010, G08000817¦G0800010, G08000824¦G0800030, G08000800¦G0800050, G08000808¦G0800050, G08000809¦G0800050, G08000810¦G0800050, G08000811¦G0800050, G08000815¦G0800050, G08000820¦G0800050, G08000824¦G0800070, G08000900¦G0800090, G08000800¦G0800110, G08000100¦G0800130, G08000801¦G0800130, G08000802¦G0800130, G08000803¦G0800130, G08000804¦G0800140, G08000804¦G0800140, G08000805¦G0800150, G08000600¦G0800170, G08000100¦G0800190, G08000801¦G0800210, G08000800¦G0800230, G08000800¦G0800250, G08000100¦G0800270, G08000600¦G0800290, G08001002¦G0800310, G08000812¦G0800310, G08000813¦G0800310, G08000814¦G0800310, G08000815¦G0800310, G08000816¦G0800330, G08000900¦G0800350, G08000821¦G0800350, G08000822¦G0800350, G08000823¦G0800370, G08000400¦G0800390, G08000100¦G0800390, G08000823¦G0800410, G08004101¦G0800410, G08004102¦G0800410, G08004103¦G0800410, G08004104¦G0800410, G08004105¦G0800410, G08004106¦G0800430, G08000600¦G0800450, G08000200¦G0800470, G08000801¦G0800490, G08000400¦G0800510, G08000900¦G0800530, G08000900¦G0800550, G08000600¦G0800570, G08000400¦G0800590, G08000801¦G0800590, G08000804¦G0800590, G08000805¦G0800590, G08000817¦G0800590, G08000818¦G0800590, G08000819¦G0800590, G08000820¦G0800590, G08000821¦G0800610, G08000100¦G0800630, G08000100¦G0800650, G08000600¦G0800670, G08000900¦G0800690, G08000102¦G0800690, G08000103¦G0800710, G08000800¦G0800730, G08000100¦G0800750, G08000100¦G0800770, G08001001¦G0800770, G08001002¦G0800790, G08000800¦G0800810, G08000200¦G0800830, G08000900¦G0800850, G08001002¦G0800870, G08000100¦G0800890, G08000800¦G0800910, G08001002¦G0800930, G08000600¦G0800950, G08000100¦G0800970, G08000400¦G0800990, G08000800¦G0801010, G08000600¦G0801010, G08000700¦G0801010, G08000800¦G0801030, G08000200¦G0801050, G08000800¦G0801070, G08000200¦G0801090, G08000800¦G0801110, G08000900¦G0801130, G08001002¦G0801150, G08000100¦G0801170, G08000400¦G0801190, G08004101¦G0801210, G08000100¦G0801230, G08000100¦G0801230, G08000300¦G0801230, G08000802¦G0801230, G08000824¦G0801250, G08000100¦G0900010, G09000100¦G0900010, G09000101¦G0900010, G09000102¦G0900010, G09000103¦G0900010, G09000104¦G0900010, G09000105¦G0900030, G09000300¦G0900030, G09000301¦G0900030, G09000302¦G0900030, G09000303¦G0900030, G09000304¦G0900030, G09000305¦G0900030, G09000306¦G0900050, G09000500¦G0900070, G09000700¦G0900090, G09000900¦G0900090, G09000901¦G0900090, G09000902¦G0900090, G09000903¦G0900090, G09000904¦G0900090, G09000905¦G0900090, G09000906¦G0900110, G09001100¦G0900110, G09001101¦G0900130, G09001300¦G0900150, G09001500¦G1000010, G10000200¦G1000030, G10000101¦G1000030, G10000102¦G1000030, G10000103¦G1000030, G10000104¦G1000050, G10000300¦G1100010, G11000101¦G1100010, G11000102¦G1100010, G11000103¦G1100010, G11000104¦G1100010, G11000105¦G1200010, G12000101¦G1200010, G12000102¦G1200030, G12008900¦G1200050, G12000500¦G1200070, G12002300¦G1200090, G12000901¦G1200090, G12000902¦G1200090, G12000903¦G1200090, G12000904¦G1200110, G12001101¦G1200110, G12001102¦G1200110, G12001103¦G1200110, G12001104¦G1200110, G12001105¦G1200110, G12001106¦G1200110, G12001107¦G1200110, G12001108¦G1200110, G12001109¦G1200110, G12001110¦G1200110, G12001111¦G1200110, G12001112¦G1200110, G12001113¦G1200110, G12001114¦G1200130, G12006300¦G1200150, G12001500¦G1200170, G12001701¦G1200190, G12001900¦G1200210, G12002101¦G1200210, G12002102¦G1200210, G12002103¦G1200230, G12002300¦G1200270, G12002700¦G1200290, G12002300¦G1200310, G12003101¦G1200310, G12003102¦G1200310, G12003103¦G1200310, G12003104¦G1200310, G12003105¦G1200310, G12003106¦G1200310, G12003107¦G1200330, G12003301¦G1200330, G12003302¦G1200350, G12003500¦G1200370, G12006300¦G1200390, G12006300¦G1200410, G12002300¦G1200430, G12009300¦G1200450, G12006300¦G1200470, G12012100¦G1200490, G12002700¦G1200510, G12009300¦G1200530, G12005301¦G1200550, G12002700¦G1200550, G12009300¦G1200570, G12005701¦G1200570, G12005702¦G1200570, G12005703¦G1200570, G12005704¦G1200570, G12005705¦G1200570, G12005706¦G1200570, G12005707¦G1200570, G12005708¦G1200590, G12000500¦G1200610, G12006100¦G1200630, G12006300¦G1200650, G12006300¦G1200670, G12012100¦G1200690, G12006901¦G1200690, G12006902¦G1200690, G12006903¦G1200710, G12007101¦G1200710, G12007102¦G1200710, G12007103¦G1200710, G12007104¦G1200710, G12007105¦G1200730, G12007300¦G1200730, G12007301¦G1200750, G12002300¦G1200770, G12006300¦G1200790, G12012100¦G1200810, G12008101¦G1200810, G12008102¦G1200810, G12008103¦G1200830, G12008301¦G1200830, G12008302¦G1200830, G12008303¦G1200850, G12008500¦G1200860, G12008601¦G1200860, G12008602¦G1200860, G12008603¦G1200860, G12008604¦G1200860, G12008605¦G1200860, G12008606¦G1200860, G12008607¦G1200860, G12008608¦G1200860, G12008609¦G1200860, G12008610¦G1200860, G12008611¦G1200860, G12008612¦G1200860, G12008613¦G1200860, G12008614¦G1200860, G12008615¦G1200860, G12008616¦G1200860, G12008617¦G1200860, G12008618¦G1200860, G12008619¦G1200860, G12008620¦G1200860, G12008621¦G1200860, G12008622¦G1200860, G12008623¦G1200860, G12008624¦G1200860, G12008700¦G1200870, G12008700¦G1200890, G12008900¦G1200910, G12009100¦G1200930, G12009300¦G1200950, G12009501¦G1200950, G12009502¦G1200950, G12009503¦G1200950, G12009504¦G1200950, G12009505¦G1200950, G12009506¦G1200950, G12009507¦G1200950, G12009508¦G1200950, G12009509¦G1200950, G12009510¦G1200970, G12009701¦G1200970, G12009702¦G1200990, G12009901¦G1200990, G12009902¦G1200990, G12009903¦G1200990, G12009904¦G1200990, G12009905¦G1200990, G12009906¦G1200990, G12009907¦G1200990, G12009908¦G1200990, G12009909¦G1200990, G12009910¦G1200990, G12009911¦G1201010, G12010101¦G1201010, G12010102¦G1201010, G12010103¦G1201010, G12010104¦G1201030, G12010301¦G1201030, G12010302¦G1201030, G12010303¦G1201030, G12010304¦G1201030, G12010305¦G1201030, G12010306¦G1201030, G12010307¦G1201030, G12010308¦G1201050, G12010501¦G1201050, G12010502¦G1201050, G12010503¦G1201050, G12010504¦G1201070, G12010700¦G1201090, G12010700¦G1201090, G12010900¦G1201110, G12011101¦G1201110, G12011102¦G1201130, G12011300¦G1201150, G12011501¦G1201150, G12011502¦G1201150, G12011503¦G1201170, G12011701¦G1201170, G12011702¦G1201170, G12011703¦G1201170, G12011704¦G1201190, G12006902¦G1201190, G12006903¦G1201210, G12012100¦G1201230, G12012100¦G1201250, G12002300¦G1201270, G12003500¦G1201270, G12012701¦G1201270, G12012702¦G1201270, G12012703¦G1201270, G12012704¦G1201290, G12006300¦G1201310, G12000500¦G1201330, G12000500¦G1300010, G13001200¦G1300030, G13000500¦G1300050, G13000500¦G1300070, G13001100¦G1300090, G13001600¦G1300110, G13003500¦G1300130, G13003800¦G1300150, G13002900¦G1300170, G13000700¦G1300190, G13000700¦G1300210, G13001400¦G1300230, G13001300¦G1300250, G13000500¦G1300270, G13000700¦G1300290, G13000200¦G1300310, G13000300¦G1300330, G13004200¦G1300350, G13001900¦G1300370, G13001100¦G1300390, G13000100¦G1300430, G13001300¦G1300450, G13002300¦G1300470, G13002600¦G1300490, G13000500¦G1300510, G13000401¦G1300510, G13000402¦G1300530, G13001700¦G1300550, G13002600¦G1300570, G13003101¦G1300570, G13003102¦G1300590, G13003600¦G1300610, G13001800¦G1300630, G13005001¦G1300630, G13005002¦G1300650, G13000500¦G1300670, G13003001¦G1300670, G13003002¦G1300670, G13003003¦G1300670, G13003004¦G1300670, G13003005¦G1300690, G13000500¦G1300710, G13000800¦G1300730, G13004100¦G1300750, G13000700¦G1300770, G13002100¦G1300790, G13001600¦G1300810, G13001800¦G1300830, G13002600¦G1300850, G13003200¦G1300870, G13001100¦G1300890, G13001007¦G1300890, G13001008¦G1300890, G13002001¦G1300890, G13002002¦G1300890, G13002003¦G1300890, G13002004¦G1300910, G13001300¦G1300930, G13001800¦G1300950, G13000900¦G1300970, G13004400¦G1300990, G13001100¦G1301010, G13000500¦G1301030, G13000300¦G1301050, G13003700¦G1301070, G13001300¦G1301090, G13001200¦G1301110, G13002800¦G1301130, G13002400¦G1301150, G13002500¦G1301170, G13003300¦G1301190, G13003500¦G1301210, G13001001¦G1301210, G13001002¦G1301210, G13001003¦G1301210, G13001004¦G1301210, G13001005¦G1301210, G13001006¦G1301210, G13001007¦G1301210, G13004600¦G1301230, G13002800¦G1301250, G13004200¦G1301270, G13000100¦G1301290, G13002800¦G1301310, G13001100¦G1301330, G13003700¦G1301350, G13004001¦G1301350, G13004002¦G1301350, G13004003¦G1301350, G13004004¦G1301350, G13004005¦G1301350, G13004006¦G1301370, G13003500¦G1301390, G13003400¦G1301410, G13004200¦G1301430, G13002500¦G1301450, G13001800¦G1301470, G13003500¦G1301490, G13002200¦G1301510, G13006001¦G1301510, G13006002¦G1301530, G13001500¦G1301550, G13000700¦G1301570, G13003800¦G1301590, G13003900¦G1301610, G13001200¦G1301630, G13004200¦G1301650, G13004200¦G1301670, G13001300¦G1301690, G13001600¦G1301710, G13001900¦G1301730, G13000500¦G1301750, G13001300¦G1301770, G13000900¦G1301790, G13000200¦G1301810, G13004200¦G1301830, G13000200¦G1301850, G13000600¦G1301870, G13003200¦G1301890, G13004200¦G1301910, G13000100¦G1301930, G13001800¦G1301950, G13003700¦G1301970, G13001800¦G1301990, G13002200¦G1302010, G13001100¦G1302050, G13001100¦G1302070, G13001600¦G1302090, G13001200¦G1302110, G13003900¦G1302130, G13002800¦G1302150, G13001700¦G1302170, G13004300¦G1302190, G13003700¦G1302210, G13003700¦G1302230, G13004500¦G1302250, G13001600¦G1302270, G13002800¦G1302290, G13000500¦G1302310, G13001900¦G1302330, G13002500¦G1302350, G13001500¦G1302370, G13001600¦G1302390, G13001800¦G1302410, G13003200¦G1302430, G13001800¦G1302450, G13004000¦G1302470, G13004300¦G1302490, G13001800¦G1302510, G13000300¦G1302530, G13001100¦G1302550, G13001900¦G1302570, G13003500¦G1302590, G13001800¦G1302610, G13001800¦G1302630, G13001800¦G1302650, G13004200¦G1302670, G13001200¦G1302690, G13001800¦G1302710, G13001200¦G1302730, G13001100¦G1302750, G13000800¦G1302770, G13000700¦G1302790, G13001200¦G1302810, G13003200¦G1302830, G13001300¦G1302850, G13002200¦G1302870, G13000700¦G1302890, G13001600¦G1302910, G13003200¦G1302930, G13001900¦G1302950, G13002600¦G1302970, G13003900¦G1302990, G13000500¦G1303010, G13004200¦G1303030, G13004200¦G1303050, G13001200¦G1303070, G13001800¦G1303090, G13001200¦G1303110, G13003200¦G1303130, G13002700¦G1303150, G13001300¦G1303170, G13004200¦G1303190, G13001600¦G1303210, G13000800¦G1600010, G16000400¦G1600010, G16000600¦G1600010, G16000701¦G1600010, G16000702¦G1600010, G16000800¦G1600030, G16000300¦G1600050, G16001300¦G1600070, G16001300¦G1600090, G16000100¦G1600110, G16001100¦G1600110, G16001300¦G1600130, G16001000¦G1600150, G16000300¦G1600170, G16000100¦G1600190, G16001200¦G1600210, G16000100¦G1600230, G16000300¦G1600250, G16001000¦G1600270, G16000400¦G1600270, G16000500¦G1600270, G16000600¦G1600290, G16001300¦G1600310, G16000900¦G1600330, G16000300¦G1600350, G16000300¦G1600370, G16000300¦G1600390, G16001000¦G1600410, G16001300¦G1600430, G16001100¦G1600450, G16000400¦G1600470, G16001000¦G1600490, G16000300¦G1600510, G16001100¦G1600530, G16001000¦G1600550, G16000100¦G1600550, G16000200¦G1600570, G16000100¦G1600590, G16000300¦G1600610, G16000300¦G1600630, G16001000¦G1600650, G16001100¦G1600670, G16001000¦G1600690, G16000300¦G1600710, G16001300¦G1600730, G16000500¦G1600750, G16000400¦G1600770, G16001300¦G1600790, G16000100¦G1600810, G16001100¦G1600830, G16000900¦G1600850, G16000300¦G1600870, G16000400¦G1700010, G17000300¦G1700030, G17000800¦G1700050, G17000501¦G1700070, G17002901¦G1700090, G17000300¦G1700110, G17002501¦G1700130, G17000401¦G1700150, G17000104¦G1700170, G17000401¦G1700190, G17002100¦G1700210, G17001602¦G1700230, G17000700¦G1700250, G17000700¦G1700270, G17000501¦G1700290, G17000600¦G1700310, G17003401¦G1700310, G17003407¦G1700310, G17003408¦G1700310, G17003409¦G1700310, G17003410¦G1700310, G17003411¦G1700310, G17003412¦G1700310, G17003413¦G1700310, G17003414¦G1700310, G17003415¦G1700310, G17003416¦G1700310, G17003417¦G1700310, G17003418¦G1700310, G17003419¦G1700310, G17003420¦G1700310, G17003421¦G1700310, G17003422¦G1700310, G17003501¦G1700310, G17003502¦G1700310, G17003503¦G1700310, G17003504¦G1700310, G17003520¦G1700310, G17003521¦G1700310, G17003522¦G1700310, G17003523¦G1700310, G17003524¦G1700310, G17003525¦G1700310, G17003526¦G1700310, G17003527¦G1700310, G17003528¦G1700310, G17003529¦G1700310, G17003530¦G1700310, G17003531¦G1700310, G17003532¦G1700330, G17000700¦G1700350, G17000600¦G1700370, G17002601¦G1700390, G17001602¦G1700410, G17000600¦G1700430, G17003202¦G1700430, G17003203¦G1700430, G17003204¦G1700430, G17003205¦G1700430, G17003207¦G1700430, G17003208¦G1700430, G17003209¦G1700450, G17000600¦G1700470, G17000800¦G1700490, G17000501¦G1700510, G17000501¦G1700530, G17002200¦G1700550, G17000900¦G1700570, G17000202¦G1700590, G17000800¦G1700610, G17000401¦G1700630, G17003700¦G1700650, G17000800¦G1700670, G17000202¦G1700690, G17000800¦G1700710, G17000202¦G1700730, G17000202¦G1700750, G17002200¦G1700770, G17000900¦G1700790, G17000700¦G1700810, G17001001¦G1700830, G17000401¦G1700850, G17000104¦G1700870, G17000800¦G1700890, G17003005¦G1700890, G17003007¦G1700890, G17003008¦G1700890, G17003009¦G1700910, G17002300¦G1700930, G17003700¦G1700950, G17002501¦G1700970, G17003306¦G1700970, G17003307¦G1700970, G17003308¦G1700970, G17003309¦G1700970, G17003310¦G1700990, G17002400¦G1701010, G17000700¦G1701030, G17000104¦G1701050, G17002200¦G1701070, G17001602¦G1701090, G17000202¦G1701110, G17003601¦G1701110, G17003602¦G1701130, G17002000¦G1701150, G17001500¦G1701170, G17000401¦G1701190, G17001204¦G1701190, G17001205¦G1701210, G17001001¦G1701230, G17002501¦G1701250, G17000300¦G1701270, G17000800¦G1701290, G17001602¦G1701310, G17000202¦G1701330, G17001001¦G1701350, G17000501¦G1701370, G17000401¦G1701390, G17001602¦G1701410, G17002700¦G1701430, G17001701¦G1701450, G17000900¦G1701470, G17001602¦G1701490, G17000300¦G1701510, G17000800¦G1701530, G17000800¦G1701550, G17002501¦G1701570, G17001001¦G1701590, G17000700¦G1701610, G17000105¦G1701630, G17001104¦G1701630, G17001105¦G1701650, G17000800¦G1701670, G17001300¦G1701690, G17000300¦G1701710, G17000401¦G1701730, G17001602¦G1701750, G17002501¦G1701770, G17002700¦G1701790, G17001900¦G1701810, G17000800¦G1701830, G17002200¦G1701850, G17000800¦G1701870, G17000202¦G1701890, G17001001¦G1701910, G17000700¦G1701930, G17000800¦G1701950, G17000104¦G1701970, G17003102¦G1701970, G17003105¦G1701970, G17003106¦G1701970, G17003107¦G1701970, G17003108¦G1701990, G17000900¦G1702010, G17002801¦G1702010, G17002901¦G1702030, G17002501¦G1800010, G18000900¦G1800030, G18001001¦G1800030, G18001002¦G1800030, G18001003¦G1800050, G18002900¦G1800070, G18001100¦G1800090, G18001500¦G1800110, G18001801¦G1800130, G18002100¦G1800150, G18001100¦G1800170, G18001300¦G1800190, G18003600¦G1800210, G18001600¦G1800230, G18001100¦G1800250, G18003400¦G1800270, G18002700¦G1800290, G18003100¦G1800310, G18003000¦G1800330, G18000600¦G1800350, G18002000¦G1800370, G18003400¦G1800390, G18000500¦G1800410, G18002600¦G1800430, G18003500¦G1800450, G18001600¦G1800470, G18003100¦G1800490, G18000700¦G1800510, G18003200¦G1800530, G18001400¦G1800550, G18002700¦G1800570, G18001801¦G1800570, G18001802¦G1800570, G18001803¦G1800590, G18002500¦G1800610, G18003500¦G1800630, G18002200¦G1800650, G18001500¦G1800670, G18001300¦G1800690, G18000900¦G1800710, G18002900¦G1800730, G18000700¦G1800750, G18001500¦G1800770, G18003000¦G1800790, G18003000¦G1800810, G18002400¦G1800830, G18003400¦G1800850, G18000800¦G1800870, G18000600¦G1800890, G18000101¦G1800890, G18000102¦G1800890, G18000103¦G1800890, G18000104¦G1800910, G18000300¦G1800930, G18002700¦G1800950, G18001900¦G1800970, G18002301¦G1800970, G18002302¦G1800970, G18002303¦G1800970, G18002304¦G1800970, G18002305¦G1800970, G18002306¦G1800970, G18002307¦G1800990, G18000800¦G1801010, G18002700¦G1801030, G18001400¦G1801050, G18002800¦G1801070, G18001100¦G1801090, G18002100¦G1801110, G18000700¦G1801130, G18000600¦G1801150, G18003100¦G1801170, G18002700¦G1801190, G18002700¦G1801210, G18001600¦G1801230, G18003400¦G1801250, G18003400¦G1801270, G18000200¦G1801290, G18003200¦G1801310, G18000700¦G1801330, G18002100¦G1801350, G18001500¦G1801370, G18003100¦G1801390, G18002600¦G1801410, G18000401¦G1801410, G18000402¦G1801430, G18003000¦G1801450, G18002500¦G1801470, G18003400¦G1801490, G18000700¦G1801510, G18000600¦G1801530, G18001600¦G1801550, G18003100¦G1801570, G18001200¦G1801590, G18001300¦G1801610, G18002600¦G1801630, G18003300¦G1801650, G18001600¦G1801670, G18001700¦G1801690, G18001400¦G1801710, G18001600¦G1801730, G18003200¦G1801750, G18003500¦G1801770, G18002600¦G1801790, G18000900¦G1801810, G18001100¦G1801830, G18000900¦G1900010, G19001800¦G1900030, G19001800¦G1900050, G19000400¦G1900070, G19001800¦G1900090, G19001800¦G1900110, G19001200¦G1900130, G19000500¦G1900150, G19001300¦G1900170, G19000400¦G1900190, G19000700¦G1900210, G19001900¦G1900230, G19000600¦G1900250, G19001900¦G1900270, G19001900¦G1900290, G19002100¦G1900310, G19000800¦G1900330, G19000200¦G1900350, G19001900¦G1900370, G19000400¦G1900390, G19001800¦G1900410, G19000100¦G1900430, G19000400¦G1900450, G19000800¦G1900470, G19001900¦G1900490, G19001400¦G1900490, G19001500¦G1900510, G19002200¦G1900530, G19001800¦G1900550, G19000700¦G1900570, G19002300¦G1900590, G19000100¦G1900610, G19000700¦G1900630, G19000100¦G1900650, G19000400¦G1900670, G19000200¦G1900690, G19000600¦G1900710, G19002100¦G1900730, G19001900¦G1900750, G19000600¦G1900770, G19001800¦G1900790, G19000600¦G1900810, G19000200¦G1900830, G19000600¦G1900850, G19002100¦G1900870, G19002300¦G1900890, G19000400¦G1900910, G19000600¦G1900930, G19001900¦G1900950, G19001200¦G1900970, G19000700¦G1900990, G19001400¦G1901010, G19002200¦G1901030, G19001100¦G1901050, G19000800¦G1901070, G19002200¦G1901090, G19000200¦G1901110, G19002300¦G1901130, G19001000¦G1901150, G19002300¦G1901170, G19001800¦G1901190, G19000100¦G1901210, G19001400¦G1901230, G19002200¦G1901250, G19001400¦G1901270, G19001200¦G1901290, G19002100¦G1901310, G19000200¦G1901330, G19001900¦G1901350, G19001800¦G1901370, G19002100¦G1901390, G19000800¦G1901410, G19000100¦G1901430, G19000100¦G1901450, G19002100¦G1901470, G19000100¦G1901490, G19002000¦G1901510, G19001900¦G1901530, G19001500¦G1901530, G19001600¦G1901530, G19001700¦G1901550, G19002100¦G1901570, G19001200¦G1901590, G19001800¦G1901610, G19001900¦G1901630, G19000900¦G1901650, G19002100¦G1901670, G19000100¦G1901690, G19001300¦G1901710, G19001200¦G1901730, G19001800¦G1901750, G19001800¦G1901770, G19002200¦G1901790, G19002200¦G1901810, G19001400¦G1901830, G19002200¦G1901850, G19001800¦G1901870, G19000600¦G1901890, G19000200¦G1901910, G19000400¦G1901930, G19002000¦G1901950, G19000200¦G1901970, G19000600¦G2000010, G20001400¦G2000030, G20001400¦G2000050, G20000400¦G2000070, G20001100¦G2000090, G20001100¦G2000110, G20001400¦G2000130, G20000802¦G2000150, G20001302¦G2000150, G20001304¦G2000170, G20000900¦G2000190, G20000900¦G2000210, G20001500¦G2000230, G20000100¦G2000250, G20001200¦G2000270, G20000200¦G2000290, G20000200¦G2000310, G20000900¦G2000330, G20001100¦G2000350, G20000900¦G2000350, G20001100¦G2000370, G20001500¦G2000390, G20000100¦G2000410, G20000200¦G2000430, G20000400¦G2000450, G20000700¦G2000470, G20001100¦G2000490, G20000900¦G2000510, G20000100¦G2000530, G20000200¦G2000550, G20001200¦G2000570, G20001200¦G2000590, G20001400¦G2000610, G20000300¦G2000630, G20000100¦G2000650, G20000100¦G2000670, G20001200¦G2000690, G20001200¦G2000710, G20000100¦G2000730, G20000900¦G2000750, G20001200¦G2000770, G20001100¦G2000790, G20001301¦G2000810, G20001200¦G2000830, G20001200¦G2000850, G20000802¦G2000870, G20000400¦G2000890, G20000200¦G2000910, G20000601¦G2000910, G20000602¦G2000910, G20000603¦G2000910, G20000604¦G2000930, G20001200¦G2000950, G20001100¦G2000970, G20001100¦G2000990, G20001500¦G2001010, G20000100¦G2001030, G20000400¦G2001050, G20000200¦G2001070, G20001400¦G2001090, G20000100¦G2001110, G20000900¦G2001130, G20001000¦G2001150, G20000900¦G2001170, G20000200¦G2001190, G20001200¦G2001210, G20001400¦G2001230, G20000200¦G2001250, G20001500¦G2001270, G20000900¦G2001290, G20001200¦G2001310, G20000200¦G2001330, G20001500¦G2001350, G20000100¦G2001370, G20000100¦G2001390, G20000802¦G2001410, G20000100¦G2001430, G20000200¦G2001450, G20001100¦G2001470, G20000100¦G2001490, G20000300¦G2001510, G20001100¦G2001530, G20000100¦G2001550, G20001000¦G2001570, G20000200¦G2001590, G20001000¦G2001610, G20000300¦G2001630, G20000100¦G2001650, G20001100¦G2001670, G20000100¦G2001690, G20000200¦G2001710, G20000100¦G2001730, G20001301¦G2001730, G20001302¦G2001730, G20001303¦G2001730, G20001304¦G2001750, G20001200¦G2001770, G20000801¦G2001770, G20000802¦G2001790, G20000100¦G2001810, G20000100¦G2001830, G20000100¦G2001850, G20001100¦G2001870, G20001200¦G2001890, G20001200¦G2001910, G20001100¦G2001930, G20000100¦G2001950, G20000100¦G2001970, G20000802¦G2001990, G20000100¦G2002010, G20000200¦G2002030, G20000100¦G2002050, G20000900¦G2002070, G20000900¦G2002090, G20000500¦G2100010, G21000600¦G2100030, G21000400¦G2100050, G21002000¦G2100070, G21000100¦G2100090, G21000400¦G2100110, G21002700¦G2100130, G21000900¦G2100150, G21002500¦G2100170, G21002300¦G2100190, G21002800¦G2100210, G21002100¦G2100230, G21002700¦G2100250, G21001000¦G2100270, G21001300¦G2100290, G21001600¦G2100310, G21000400¦G2100330, G21000200¦G2100350, G21000100¦G2100370, G21002600¦G2100390, G21000100¦G2100410, G21002600¦G2100430, G21002800¦G2100450, G21000600¦G2100470, G21000300¦G2100490, G21002300¦G2100510, G21000800¦G2100530, G21000600¦G2100550, G21000200¦G2100570, G21000600¦G2100590, G21001500¦G2100610, G21000400¦G2100630, G21002800¦G2100650, G21002200¦G2100670, G21001901¦G2100670, G21001902¦G2100690, G21002700¦G2100710, G21001100¦G2100730, G21002000¦G2100750, G21000100¦G2100770, G21002600¦G2100790, G21002100¦G2100810, G21002600¦G2100830, G21000100¦G2100850, G21001300¦G2100870, G21000600¦G2100890, G21002800¦G2100910, G21001500¦G2100930, G21001200¦G2100930, G21001300¦G2100950, G21000900¦G2100970, G21002300¦G2100990, G21000400¦G2101010, G21001400¦G2101030, G21001800¦G2101050, G21000100¦G2101070, G21000200¦G2101090, G21000800¦G2101110, G21001701¦G2101110, G21001702¦G2101110, G21001703¦G2101110, G21001704¦G2101110, G21001705¦G2101110, G21001706¦G2101130, G21002100¦G2101150, G21001100¦G2101170, G21002400¦G2101190, G21001000¦G2101210, G21000900¦G2101230, G21001200¦G2101250, G21000800¦G2101270, G21002800¦G2101290, G21001000¦G2101310, G21001000¦G2101330, G21001000¦G2101350, G21002700¦G2101370, G21002100¦G2101390, G21000200¦G2101410, G21000400¦G2101430, G21000300¦G2101450, G21000100¦G2101470, G21000700¦G2101490, G21001400¦G2101510, G21002200¦G2101530, G21001100¦G2101550, G21001200¦G2101570, G21000100¦G2101590, G21001100¦G2101610, G21002700¦G2101630, G21001300¦G2101650, G21002700¦G2101670, G21002000¦G2101690, G21000400¦G2101710, G21000400¦G2101730, G21002700¦G2101750, G21002700¦G2101770, G21000200¦G2101790, G21001200¦G2101810, G21002300¦G2101830, G21001400¦G2101850, G21001800
metadata | in.dehumidifier | string | n/a | Presence, water removal rate, and humidity setpoint of dehumidifier | None
metadata | in.dishwasher | string | n/a | Presence and rated efficiency of dishwasher | 290 Rated kWh, 100% Usage¦290 Rated kWh, 120% Usage¦290 Rated kWh, 80% Usage¦318 Rated kWh, 100% Usage¦318 Rated kWh, 120% Usage¦318 Rated kWh, 80% Usage¦None
metadata | in.door_area | string | sqft | Area of the door | 20 ft^2
metadata | in.doors | string | n/a | Door material and properties | Fiberglass
metadata | in.ducts | string | n/a | Duct insulation and leakage levels | 0% Leakage, Uninsulated¦10% Leakage, R-4¦10% Leakage, R-6¦10% Leakage, R-8¦10% Leakage, Uninsulated¦20% Leakage, R-4¦20% Leakage, R-6¦20% Leakage, R-8¦20% Leakage, Uninsulated¦30% Leakage, R-4¦30% Leakage, R-6¦30% Leakage, R-8¦30% Leakage, Uninsulated¦None
metadata | in.eaves | string | ft | Depth of roof eaves | 2 ft
metadata | in.electric_vehicle | string | n/a | Electric vehicle usage and efficiency [not used] | None
metadata | in.emissions_electricity_folders | string | n/a | Location of carbon emission cases in resstock repository | data/cambium/LRMER_MidCase_15_2025start,data/cambium/LRMER_LowRECost_15_2025start,data/cambium/LRMER_95DecarbBy2035_15_2025start,data/cambium/LRMER_LowRECost_25_2025start
metadata | in.emissions_electricity_units | string | n/a | Carbon emissions factor units for marginal carbon emissions from electricity | kg/MWh,kg/MWh,kg/MWh,kg/MWh
metadata | in.emissions_electricity_values_or_filepaths | string | n/a | Carbon emissions data for each emissions case and location of generation and assessment region | /lib/resources/data/cambium/LRMER_MidCase_15_2025start/AZNMc.csv,/lib/resources/data/cambium/LRMER_LowRECost_15_2025start/AZNMc.csv,/lib/resources/data/cambium/LRMER_95DecarbBy2035_15_2025start/AZNMc.csv,/lib/resources/data/cambium/LRMER_LowRECost_25_2025start/AZNMc.csv¦/lib/resources/data/cambium/LRMER_MidCase_15_2025start/CAMXc.csv,/lib/resources/data/cambium/LRMER_LowRECost_15_2025start/CAMXc.csv,/lib/resources/data/cambium/LRMER_95DecarbBy2035_15_2025start/CAMXc.csv,/lib/resources/data/cambium/LRMER_LowRECost_25_2025start/CAMXc.csv¦/lib/resources/data/cambium/LRMER_MidCase_15_2025start/ERCTc.csv,/lib/resources/data/cambium/LRMER_LowRECost_15_2025start/ERCTc.csv,/lib/resources/data/cambium/LRMER_95DecarbBy2035_15_2025start/ERCTc.csv,/lib/resources/data/cambium/LRMER_LowRECost_25_2025start/ERCTc.csv¦/lib/resources/data/cambium/LRMER_MidCase_15_2025start/FRCCc.csv,/lib/resources/data/cambium/LRMER_LowRECost_15_2025start/FRCCc.csv,/lib/resources/data/cambium/LRMER_95DecarbBy2035_15_2025start/FRCCc.csv,/lib/resources/data/cambium/LRMER_LowRECost_25_2025start/FRCCc.csv¦/lib/resources/data/cambium/LRMER_MidCase_15_2025start/MROEc.csv,/lib/resources/data/cambium/LRMER_LowRECost_15_2025start/MROEc.csv,/lib/resources/data/cambium/LRMER_95DecarbBy2035_15_2025start/MROEc.csv,/lib/resources/data/cambium/LRMER_LowRECost_25_2025start/MROEc.csv¦/lib/resources/data/cambium/LRMER_MidCase_15_2025start/MROWc.csv,/lib/resources/data/cambium/LRMER_LowRECost_15_2025start/MROWc.csv,/lib/resources/data/cambium/LRMER_95DecarbBy2035_15_2025start/MROWc.csv,/lib/resources/data/cambium/LRMER_LowRECost_25_2025start/MROWc.csv¦/lib/resources/data/cambium/LRMER_MidCase_15_2025start/NEWEc.csv,/lib/resources/data/cambium/LRMER_LowRECost_15_2025start/NEWEc.csv,/lib/resources/data/cambium/LRMER_95DecarbBy2035_15_2025start/NEWEc.csv,/lib/resources/data/cambium/LRMER_LowRECost_25_2025start/NEWEc.csv¦/lib/resources/data/cambium/LRMER_MidCase_15_2025start/NWPPc.csv,/lib/resources/data/cambium/LRMER_LowRECost_15_2025start/NWPPc.csv,/lib/resources/data/cambium/LRMER_95DecarbBy2035_15_2025start/NWPPc.csv,/lib/resources/data/cambium/LRMER_LowRECost_25_2025start/NWPPc.csv¦/lib/resources/data/cambium/LRMER_MidCase_15_2025start/NYSTc.csv,/lib/resources/data/cambium/LRMER_LowRECost_15_2025start/NYSTc.csv,/lib/resources/data/cambium/LRMER_95DecarbBy2035_15_2025start/NYSTc.csv,/lib/resources/data/cambium/LRMER_LowRECost_25_2025start/NYSTc.csv¦/lib/resources/data/cambium/LRMER_MidCase_15_2025start/RFCEc.csv,/lib/resources/data/cambium/LRMER_LowRECost_15_2025start/RFCEc.csv,/lib/resources/data/cambium/LRMER_95DecarbBy2035_15_2025start/RFCEc.csv,/lib/resources/data/cambium/LRMER_LowRECost_25_2025start/RFCEc.csv¦/lib/resources/data/cambium/LRMER_MidCase_15_2025start/RFCMc.csv,/lib/resources/data/cambium/LRMER_LowRECost_15_2025start/RFCMc.csv,/lib/resources/data/cambium/LRMER_95DecarbBy2035_15_2025start/RFCMc.csv,/lib/resources/data/cambium/LRMER_LowRECost_25_2025start/RFCMc.csv¦/lib/resources/data/cambium/LRMER_MidCase_15_2025start/RFCWc.csv,/lib/resources/data/cambium/LRMER_LowRECost_15_2025start/RFCWc.csv,/lib/resources/data/cambium/LRMER_95DecarbBy2035_15_2025start/RFCWc.csv,/lib/resources/data/cambium/LRMER_LowRECost_25_2025start/RFCWc.csv¦/lib/resources/data/cambium/LRMER_MidCase_15_2025start/RMPAc.csv,/lib/resources/data/cambium/LRMER_LowRECost_15_2025start/RMPAc.csv,/lib/resources/data/cambium/LRMER_95DecarbBy2035_15_2025start/RMPAc.csv,/lib/resources/data/cambium/LRMER_LowRECost_25_2025start/RMPAc.csv¦/lib/resources/data/cambium/LRMER_MidCase_15_2025start/SPNOc.csv,/lib/resources/data/cambium/LRMER_LowRECost_15_2025start/SPNOc.csv,/lib/resources/data/cambium/LRMER_95DecarbBy2035_15_2025start/SPNOc.csv,/lib/resources/data/cambium/LRMER_LowRECost_25_2025start/SPNOc.csv¦/lib/resources/data/cambium/LRMER_MidCase_15_2025start/SPSOc.csv,/lib/resources/data/cambium/LRMER_LowRECost_15_2025start/SPSOc.csv,/lib/resources/data/cambium/LRMER_95DecarbBy2035_15_2025start/SPSOc.csv,/lib/resources/data/cambium/LRMER_LowRECost_25_2025start/SPSOc.csv¦/lib/resources/data/cambium/LRMER_MidCase_15_2025start/SRMVc.csv,/lib/resources/data/cambium/LRMER_LowRECost_15_2025start/SRMVc.csv,/lib/resources/data/cambium/LRMER_95DecarbBy2035_15_2025start/SRMVc.csv,/lib/resources/data/cambium/LRMER_LowRECost_25_2025start/SRMVc.csv¦/lib/resources/data/cambium/LRMER_MidCase_15_2025start/SRMWc.csv,/lib/resources/data/cambium/LRMER_LowRECost_15_2025start/SRMWc.csv,/lib/resources/data/cambium/LRMER_95DecarbBy2035_15_2025start/SRMWc.csv,/lib/resources/data/cambium/LRMER_LowRECost_25_2025start/SRMWc.csv¦/lib/resources/data/cambium/LRMER_MidCase_15_2025start/SRSOc.csv,/lib/resources/data/cambium/LRMER_LowRECost_15_2025start/SRSOc.csv,/lib/resources/data/cambium/LRMER_95DecarbBy2035_15_2025start/SRSOc.csv,/lib/resources/data/cambium/LRMER_LowRECost_25_2025start/SRSOc.csv¦/lib/resources/data/cambium/LRMER_MidCase_15_2025start/SRTVc.csv,/lib/resources/data/cambium/LRMER_LowRECost_15_2025start/SRTVc.csv,/lib/resources/data/cambium/LRMER_95DecarbBy2035_15_2025start/SRTVc.csv,/lib/resources/data/cambium/LRMER_LowRECost_25_2025start/SRTVc.csv¦/lib/resources/data/cambium/LRMER_MidCase_15_2025start/SRVCc.csv,/lib/resources/data/cambium/LRMER_LowRECost_15_2025start/SRVCc.csv,/lib/resources/data/cambium/LRMER_95DecarbBy2035_15_2025start/SRVCc.csv,/lib/resources/data/cambium/LRMER_LowRECost_25_2025start/SRVCc.csv
metadata | in.emissions_fossil_fuel_units | string | n/a | Carbon emissions factor units for marginal onsite non-electric fuel emissions | lb/MBtu,lb/MBtu,lb/MBtu,lb/MBtu
metadata | in.emissions_fuel_oil_values | string | n/a | Carbon emissions factors for marginal onsite fuel oil consumption | 195.9,195.9,195.9,195.9
metadata | in.emissions_natural_gas_values | string | n/a | Carbon emissions factors for marginal onsite natural gas consumption | 147.3,147.3,147.3,147.3
metadata | in.emissions_propane_values | string | n/a | Carbon emissions factors for marginal onsite propane consumption | 177.8,177.8,177.8,177.8
metadata | in.emissions_scenario_names | string | n/a | Carbon emissions scenario factors for electricity from NREL Cambium tool | LRMER_MidCase_15_2025start,LRMER_LowRECost_15_2025start,LRMER_95DecarbBy2035_15_2025start,LRMER_LowRECost_25_2025start
metadata | in.emissions_types | string | n/a | Emissions type unit for | CO2e,CO2e,CO2e,CO2e
metadata | in.emissions_wood_values | string | n/a | Carbon emissions factors for marginal onsite wood consumption | 200.0,200.0,200.0,200.0
metadata | in.federal_poverty_level | string | n/a | Federal poverty level as a percentage range | 0-100%¦100-150%¦150-200%¦200-300%¦300-400%¦400%+
metadata | in.generation_and_emissions_assessment_region | string | n/a | Generation and Carbon Emissions Assessment Region | AZNMc¦CAMXc¦ERCTc¦FRCCc¦MROEc¦MROWc¦NEWEc¦NWPPc¦NYSTc¦RFCEc¦RFCMc¦RFCWc¦RMPAc¦SPNOc¦SPSOc¦SRMVc¦SRMWc¦SRSOc¦SRTVc¦SRVCc
metadata | in.geometry_attic_type | string | n/a | Type of attic | Finished Attic or Cathedral Ceilings¦None¦Vented Attic
metadata | in.geometry_building_horizontal_location_mf | string | n/a | Location of the multifamily unit horizontally within the building (left, middle, right) | Left¦Middle¦None¦Not Applicable¦Right
metadata | in.geometry_building_horizontal_location_sfa | string | n/a | Location of the single-family attached unit horizontally within the building (left, middle, right) | Left¦Middle¦None¦Right
metadata | in.geometry_building_level_mf | string | n/a | Location of the multifamily unit vertically within the building (bottom, middle, top) | Bottom¦Middle¦None¦Top
metadata | in.geometry_building_number_units_mf | string | n/a | Number of units in the multifamily building | 10¦11¦116¦12¦13¦14¦15¦16¦17¦18¦183¦19¦2¦20¦24¦3¦30¦323¦36¦4¦43¦5¦6¦67¦7¦8¦9¦None
metadata | in.geometry_building_number_units_sfa | string | n/a | Number of units in the single-family attached building | 10¦12¦144¦15¦16¦20¦24¦30¦36¦5¦50¦6¦60¦7¦8¦90¦None
metadata | in.geometry_building_type_acs | string | n/a | American Community Survey building type | 10 to 19 Unit¦2 Unit¦20 to 49 Unit¦3 or 4 Unit¦5 to 9 Unit¦50 or more Unit¦Mobile Home¦Single-Family Attached¦Single-Family Detached
metadata | in.geometry_building_type_height | string | ft | RECS 2009 building type with multifamily buildings split out by low-rise, mid-rise, and high-rise | Mobile Home¦Multifamily with 2-4 Units¦Multifamily with 5+ units, 1-3 stories¦Multifamily with 5+ units, 4-7 stories¦Multifamily with 5+ units, 8+ stories¦Single-Family Attached¦Single-Family Detached
metadata | in.geometry_building_type_recs | string | n/a | RECS 2009 building type | Mobile Home¦Multi-Family with 2 - 4 Units¦Multi-Family with 5+ Units¦Single-Family Attached¦Single-Family Detached
metadata | in.geometry_floor_area | string | sqft | Finished floor area bin from 2017-2019 AHS | 0-499¦1000-1499¦1500-1999¦2000-2499¦2500-2999¦3000-3999¦4000+¦500-749¦750-999
metadata | in.geometry_floor_area_bin | string | sqft | Finished floor area bin used for modeling | 0-1499¦1500-2499¦2500-3999¦4000+
metadata | in.geometry_foundation_type | string | n/a | Type of dwelling unit foundation | Ambient¦Heated Basement¦Slab¦Unheated Basement¦Unvented Crawlspace¦Vented Crawlspace
metadata | in.geometry_garage | string | n/a | Size of garage | 1 Car¦2 Car¦3 Car¦None
metadata | in.geometry_stories | integer | n/a | Number of building stories | 1¦10¦11¦12¦13¦14¦15¦2¦20¦21¦3¦4¦5¦6¦7¦8¦9
metadata | in.geometry_stories_low_rise | string | n/a | Number of building stories for low rise buildings | 1¦2¦3¦4+
metadata | in.geometry_story_bin | string | n/a | More than 8 or less than 8 stories | 8+¦<8
metadata | in.geometry_wall_exterior_finish | string | n/a | Exterior finish material and color | Aluminum, Light¦Brick, Light¦Brick, Medium/Dark¦Fiber-Cement, Light¦None¦Shingle, Asbestos, Medium¦Shingle, Composition, Medium¦Stucco, Light¦Stucco, Medium/Dark¦Vinyl, Light¦Wood, Medium/Dark
metadata | in.geometry_wall_type | string | n/a | Exterior wall material | Brick¦Concrete¦Steel Frame¦Wood Frame
metadata | in.has_pv | string | n/a | Presence of rooftop PV | No¦Yes
metadata | in.heating_fuel | string | n/a | Primary uel used for heating | Electricity¦Fuel Oil¦Natural Gas¦None¦Other Fuel¦Propane
metadata | in.heating_setpoint | string | F | Baseline heating setpoint with no offset applied | 55F¦60F¦62F¦65F¦67F¦68F¦70F¦72F¦75F¦76F¦78F¦80F
metadata | in.heating_setpoint_has_offset | string | n/a | Presence of heating setpoint offset | No¦Yes
metadata | in.heating_setpoint_offset_magnitude | string | F | Magnitude of heating setpoint offset | 0F¦12F¦3F¦6F
metadata | in.heating_setpoint_offset_period | string | n/a |  | The period and offset for the dwelling unit's heating setpoint. Default for the day is from 9am to 5pm and for the night is 10pm to 7am | Day¦Day +1h¦Day +2h¦Day +3h¦Day +4h¦Day +5h¦Day -1h¦Day -2h¦Day -3h¦Day -4h¦Day -5h¦Day and Night¦Day and Night +1h¦Day and Night +2h¦Day and Night +3h¦Day and Night +4h¦Day and Night +5h¦Day and Night -1h¦Day and Night -2h¦Day and Night -3h¦Day and Night -4h¦Day and Night -5h¦Night¦Night +1h¦Night +2h¦Night +3h¦Night +4h¦Night +5h¦Night -1h¦Night -2h¦Night -3h¦Night -4h¦Night -5h¦None
metadata | in.holiday_lighting | string | n/a | Presence, energy usage, and schedule of holiday lighting | No Exterior Use
metadata | in.hot_water_distribution | string | n/a | Hot water piping insulation level | Uninsulated
metadata | in.hot_water_fixtures | string | n/a | Hot water fixture usage and flow levels | 100% Usage¦200% Usage¦50% Usage
metadata | in.hvac_cooling_efficiency | string | n/a | Presence and efficiency of cooling system | AC, SEER 10¦AC, SEER 13¦AC, SEER 15¦AC, SEER 8¦Heat Pump¦None¦Room AC, EER 10.7¦Room AC, EER 12.0¦Room AC, EER 8.5¦Room AC, EER 9.8¦Shared Cooling
metadata | in.hvac_cooling_partial_space_conditioning | string | n/a | Portion of space that is air conditioned | 100% Conditioned¦20% Conditioned¦40% Conditioned¦60% Conditioned¦80% Conditioned¦<10% Conditioned¦None
metadata | in.hvac_cooling_type | string | n/a | Presence and type of cooling system | Central AC¦Heat Pump¦None¦Room AC
metadata | in.hvac_has_ducts | string | n/a | Presence of ducts | No¦Yes
metadata | in.hvac_has_shared_system | string | n/a | Presence of shared HVAC system | Cooling Only¦Heating Only¦Heating and Cooling¦None
metadata | in.hvac_has_zonal_electric_heating | string | n/a | Presence of electric baseboard heating | No¦Yes
metadata | in.hvac_heating_efficiency | string | n/a | Presence and efficiency of heating system | ASHP, SEER 10, 6.2 HSPF¦ASHP, SEER 13, 7.7 HSPF¦ASHP, SEER 15, 8.5 HSPF¦Electric Baseboard, 100% Efficiency¦Electric Boiler, 100% AFUE¦Electric Furnace, 100% AFUE¦Electric Wall Furnace, 100% AFUE¦Fuel Boiler, 76% AFUE¦Fuel Boiler, 80% AFUE¦Fuel Boiler, 90% AFUE¦Fuel Furnace, 60% AFUE¦Fuel Furnace, 76% AFUE¦Fuel Furnace, 80% AFUE¦Fuel Furnace, 92.5% AFUE¦Fuel Wall/Floor Furnace, 60% AFUE¦Fuel Wall/Floor Furnace, 68% AFUE¦None¦Other¦Shared Heating
metadata | in.hvac_heating_type | string | n/a | Presence and type of heating system | Ducted Heat Pump¦Ducted Heating¦Non-Ducted Heating¦None
metadata | in.hvac_heating_type_and_fuel | string | n/a | Presence, type, and fuel of heating system | Electricity ASHP¦Electricity Baseboard¦Electricity Electric Boiler¦Electricity Electric Furnace¦Electricity Electric Wall Furnace¦Electricity Shared Heating¦Fuel Oil Fuel Boiler¦Fuel Oil Fuel Furnace¦Fuel Oil Fuel Wall/Floor Furnace¦Fuel Oil Shared Heating¦Natural Gas Fuel Boiler¦Natural Gas Fuel Furnace¦Natural Gas Fuel Wall/Floor Furnace¦Natural Gas Shared Heating¦None¦Propane Fuel Boiler¦Propane Fuel Furnace¦Propane Fuel Wall/Floor Furnace¦Propane Shared Heating
metadata | in.hvac_secondary_heating_efficiency | string | n/a | Presence and efficiency of secondary heating system | None
metadata | in.hvac_secondary_heating_type_and_fuel | string | n/a | Presence, type, and fuel of secondary heating system | None
metadata | in.hvac_shared_efficiencies | string | n/a | Presence and efficiency of shared HVAC system | Boiler Baseboards Heating Only, Electricity¦Boiler Baseboards Heating Only, Fuel Oil¦Boiler Baseboards Heating Only, Natural Gas¦Boiler Baseboards Heating Only, Propane¦Fan Coil Cooling Only¦Fan Coil Heating and Cooling, Electricity¦Fan Coil Heating and Cooling, Fuel Oil¦Fan Coil Heating and Cooling, Natural Gas¦Fan Coil Heating and Cooling, Propane¦None
metadata | in.hvac_system_is_faulted | string | n/a | Not used | No
metadata | in.hvac_system_single_speed_ac_airflow | string | cfm/ton | Not used | None
metadata | in.hvac_system_single_speed_ac_charge | string | n/a | Not used | None
metadata | in.hvac_system_single_speed_ashp_airflow | string | cfm/ton | Not used | None
metadata | in.hvac_system_single_speed_ashp_charge | string | n/a | Not used | None
metadata | in.income | string | USD | Income level | 10000-14999¦100000-119999¦120000-139999¦140000-159999¦15000-19999¦160000-179999¦180000-199999¦20000-24999¦200000+¦25000-29999¦30000-34999¦35000-39999¦40000-44999¦45000-49999¦50000-59999¦60000-69999¦70000-79999¦80000-99999¦<10000
metadata | in.income_recs_2015 | string | USD | Income level aligned with RECS 2015 | 100000-119999¦120000-139999¦140000+¦20000-39999¦40000-59999¦60000-79999¦80000-99999¦<20000
metadata | in.income_recs_2020 | string | USD | Income level aligned with RECS 2020 | 100000-149999¦150000+¦20000-39999¦40000-59999¦60000-99999¦<20000
metadata | in.infiltration | string | ACH50 | Air leakage rates for the living and garage spaces | 1 ACH50¦10 ACH50¦15 ACH50¦2 ACH50¦20 ACH50¦25 ACH50¦3 ACH50¦30 ACH50¦4 ACH50¦40 ACH50¦5 ACH50¦50 ACH50¦6 ACH50¦7 ACH50¦8 ACH50
metadata | in.insulation_ceiling | string | n/a | Ceiling insulation level | None¦R-13¦R-19¦R-30¦R-38¦R-49¦R-7¦Uninsulated
metadata | in.insulation_floor | string | n/a | Floor insulation level | Ceiling R-13¦Ceiling R-19¦Ceiling R-30¦None¦Uninsulated
metadata | in.insulation_foundation_wall | string | n/a | Foundation walls insulation level | None¦Uninsulated¦Wall R-10, Exterior¦Wall R-15, Exterior¦Wall R-5, Exterior
metadata | in.insulation_rim_joist | string | n/a | Rim joist insulation level | None¦R-10, Exterior¦R-15, Exterior¦R-5, Exterior¦Uninsulated
metadata | in.insulation_roof | string | n/a | Finished roof insulation level | Finished, R-13¦Finished, R-19¦Finished, R-30¦Finished, R-38¦Finished, R-49¦Finished, R-7¦Finished, Uninsulated¦Unfinished, Uninsulated
metadata | in.insulation_slab | string | n/a | Slab insulation level | 2ft R10 Perimeter, Vertical¦2ft R10 Under, Horizontal¦2ft R5 Perimeter, Vertical¦2ft R5 Under, Horizontal¦None¦Uninsulated
metadata | in.insulation_wall | string | n/a | Wall construction type and insulation level | Brick, 12-in, 3-wythe, R-11¦Brick, 12-in, 3-wythe, R-15¦Brick, 12-in, 3-wythe, R-19¦Brick, 12-in, 3-wythe, R-7¦Brick, 12-in, 3-wythe, Uninsulated¦CMU, 6-in Hollow, R-11¦CMU, 6-in Hollow, R-15¦CMU, 6-in Hollow, R-19¦CMU, 6-in Hollow, R-7¦CMU, 6-in Hollow, Uninsulated¦Wood Stud, R-11¦Wood Stud, R-15¦Wood Stud, R-19¦Wood Stud, R-7¦Wood Stud, Uninsulated
metadata | in.interior_shading | string | n/a | Fraction of window shading in the summer and winter | Summer = 0.7, Winter = 0.85
metadata | in.iso_rto_region | string | n/a | ISO or RTO region | CAISO¦ERCOT¦MISO¦NEISO¦NYISO¦None¦PJM¦SPP
metadata | in.lighting | string | n/a | Fraction of lighting types | 100% CFL¦100% Incandescent¦100% LED
metadata | in.lighting_interior_use | string | n/a | Interior lighting usage relative to the national average | 100% Usage
metadata | in.lighting_other_use | string | n/a | Exterior and garage lighting usage relative to the national average | 100% Usage
metadata | in.location_region | string | n/a | Custom ResStock region | CR02¦CR03¦CR04¦CR05¦CR06¦CR07¦CR08¦CR09¦CR10¦CR11
metadata | in.mechanical_ventilation | string | n/a | Mechanical ventilation type and efficiency | None
metadata | in.misc_extra_refrigerator | string | n/a | Presence and rated efficiency of extra refrigerator | EF 10.2¦EF 10.5¦EF 15.9¦EF 17.6¦EF 19.9¦EF 6.7¦None
metadata | in.misc_freezer | string | n/a | Presence and rated efficiency of standalone freezer | EF 12, National Average¦None
metadata | in.misc_gas_fireplace | string | n/a | Presence of gas fireplace | Gas Fireplace¦None
metadata | in.misc_gas_grill | string | n/a | Presence of gas grill | Gas Grill¦None
metadata | in.misc_gas_lighting | string | n/a | Presence of exterior gas lighting | Gas Lighting¦None
metadata | in.misc_hot_tub_spa | string | n/a | Presence and fuel type of hot tub | Electric¦Gas¦None
metadata | in.misc_pool | string | n/a | Presence of pool | Has Pool¦None
metadata | in.misc_pool_heater | string | n/a | Presence and fuel type of pool heater | Electric¦Gas¦None¦Solar
metadata | in.misc_pool_pump | string | n/a | Presence and size of pool pump | 1.0 HP Pump¦None
metadata | in.misc_well_pump | string | n/a | Presence and efficiency of well pump | None¦Typical Efficiency
metadata | in.natural_ventilation | string | n/a | Schedule of natural ventilation from windows | Cooling Season, 7 days/wk
metadata | in.neighbors | string | ft | Presence and distance between the dwelling unit and the nearest neighbors to the left and right | 12¦2¦27¦4¦7¦Left/Right at 15ft¦None
metadata | in.occupants | string | n/a | Number of occupants that live in the dwelling unit | 1¦10+¦2¦3¦4¦5¦6¦7¦8¦9
metadata | in.orientation | string | n/a | Orientation of the dwelling unit | East¦North¦Northeast¦Northwest¦South¦Southeast¦Southwest¦West
metadata | in.overhangs | string | n/a | Presence, depth, and location of window overhangs | None
metadata | in.plug_load_diversity | string | n/a | Plug load diversity multiplier intended to add variation in plug load profiles across all simulations | 100%¦200%¦50%
metadata | in.plug_loads | string | n/a | Plug load usage level which is varied by Census Division RECS and Building Type RECS | 100%¦101%¦102%¦103%¦104%¦105%¦106%¦108%¦110%¦113%¦119%¦121%¦123%¦134%¦137%¦140%¦144%¦166%¦78%¦79%¦82%¦84%¦85%¦86%¦89%¦91%¦93%¦94%¦95%¦96%¦97%¦99%
metadata | in.puma | string | n/a | Public Use Microdata Area from 2010 U.S. Census | G01000100¦G01000200¦G01000301¦G01000302¦G01000400¦G01000500¦G01000600¦G01000700¦G01000800¦G01000900¦G01001000¦G01001100¦G01001200¦G01001301¦G01001302¦G01001303¦G01001304¦G01001305¦G01001400¦G01001500¦G01001600¦G01001700¦G01001800¦G01001900¦G01002000¦G01002100¦G01002200¦G01002300¦G01002400¦G01002500¦G01002600¦G01002701¦G01002702¦G01002703¦G04000100¦G04000101¦G04000102¦G04000103¦G04000104¦G04000105¦G04000106¦G04000107¦G04000108¦G04000109¦G04000110¦G04000111¦G04000112¦G04000113¦G04000114¦G04000115¦G04000116¦G04000117¦G04000118¦G04000119¦G04000120¦G04000121¦G04000122¦G04000123¦G04000124¦G04000125¦G04000126¦G04000127¦G04000128¦G04000129¦G04000130¦G04000131¦G04000132¦G04000133¦G04000134¦G04000201¦G04000202¦G04000203¦G04000204¦G04000205¦G04000206¦G04000207¦G04000208¦G04000209¦G04000300¦G04000400¦G04000500¦G04000600¦G04000700¦G04000800¦G04000803¦G04000805¦G04000807¦G04000900¦G05000100¦G05000200¦G05000300¦G05000400¦G05000500¦G05000600¦G05000700¦G05000800¦G05000900¦G05001000¦G05001100¦G05001200¦G05001300¦G05001400¦G05001500¦G05001600¦G05001700¦G05001800¦G05001900¦G05002000¦G06000101¦G06000102¦G06000103¦G06000104¦G06000105¦G06000106¦G06000107¦G06000108¦G06000109¦G06000110¦G06000300¦G06000701¦G06000702¦G06001100¦G06001301¦G06001302¦G06001303¦G06001304¦G06001305¦G06001306¦G06001307¦G06001308¦G06001309¦G06001500¦G06001700¦G06001901¦G06001902¦G06001903¦G06001904¦G06001905¦G06001906¦G06001907¦G06002300¦G06002500¦G06002901¦G06002902¦G06002903¦G06002904¦G06002905¦G06003100¦G06003300¦G06003701¦G06003702¦G06003703¦G06003704¦G06003705¦G06003706¦G06003707¦G06003708¦G06003709¦G06003710¦G06003711¦G06003712¦G06003713¦G06003714¦G06003715¦G06003716¦G06003717¦G06003718¦G06003719¦G06003720¦G06003721¦G06003722¦G06003723¦G06003724¦G06003725¦G06003726¦G06003727¦G06003728¦G06003729¦G06003730¦G06003731¦G06003732¦G06003733¦G06003734¦G06003735¦G06003736¦G06003737¦G06003738¦G06003739¦G06003740¦G06003741¦G06003742¦G06003743¦G06003744¦G06003745¦G06003746¦G06003747¦G06003748¦G06003749¦G06003750¦G06003751¦G06003752¦G06003753¦G06003754¦G06003755¦G06003756¦G06003757¦G06003758¦G06003759¦G06003760¦G06003761¦G06003762¦G06003763¦G06003764¦G06003765¦G06003766¦G06003767¦G06003768¦G06003769¦G06003900¦G06004101¦G06004102¦G06004701¦G06004702¦G06005301¦G06005302¦G06005303¦G06005500¦G06005700¦G06005901¦G06005902¦G06005903¦G06005904¦G06005905¦G06005906¦G06005907¦G06005908¦G06005909¦G06005910¦G06005911¦G06005912¦G06005913¦G06005914¦G06005915¦G06005916¦G06005917¦G06005918¦G06006101¦G06006102¦G06006103¦G06006501¦G06006502¦G06006503¦G06006504¦G06006505¦G06006506¦G06006507¦G06006508¦G06006509¦G06006510¦G06006511¦G06006512¦G06006513¦G06006514¦G06006515¦G06006701¦G06006702¦G06006703¦G06006704¦G06006705¦G06006706¦G06006707¦G06006708¦G06006709¦G06006710¦G06006711¦G06006712¦G06007101¦G06007102¦G06007103¦G06007104¦G06007105¦G06007106¦G06007107¦G06007108¦G06007109¦G06007110¦G06007111¦G06007112¦G06007113¦G06007114¦G06007115¦G06007301¦G06007302¦G06007303¦G06007304¦G06007305¦G06007306¦G06007307¦G06007308¦G06007309¦G06007310¦G06007311¦G06007312¦G06007313¦G06007314¦G06007315¦G06007316¦G06007317¦G06007318¦G06007319¦G06007320¦G06007321¦G06007322¦G06007501¦G06007502¦G06007503¦G06007504¦G06007505¦G06007506¦G06007507¦G06007701¦G06007702¦G06007703¦G06007704¦G06007901¦G06007902¦G06008101¦G06008102¦G06008103¦G06008104¦G06008105¦G06008106¦G06008301¦G06008302¦G06008303¦G06008501¦G06008502¦G06008503¦G06008504¦G06008505¦G06008506¦G06008507¦G06008508¦G06008509¦G06008510¦G06008511¦G06008512¦G06008513¦G06008514¦G06008701¦G06008702¦G06008900¦G06009501¦G06009502¦G06009503¦G06009701¦G06009702¦G06009703¦G06009901¦G06009902¦G06009903¦G06009904¦G06010100¦G06010701¦G06010702¦G06010703¦G06011101¦G06011102¦G06011103¦G06011104¦G06011105¦G06011106¦G06011300¦G08000100¦G08000102¦G08000103¦G08000200¦G08000300¦G08000400¦G08000600¦G08000700¦G08000800¦G08000801¦G08000802¦G08000803¦G08000804¦G08000805¦G08000806¦G08000807¦G08000808¦G08000809¦G08000810¦G08000811¦G08000812¦G08000813¦G08000814¦G08000815¦G08000816¦G08000817¦G08000818¦G08000819¦G08000820¦G08000821¦G08000822¦G08000823¦G08000824¦G08000900¦G08001001¦G08001002¦G08004101¦G08004102¦G08004103¦G08004104¦G08004105¦G08004106¦G09000100¦G09000101¦G09000102¦G09000103¦G09000104¦G09000105¦G09000300¦G09000301¦G09000302¦G09000303¦G09000304¦G09000305¦G09000306¦G09000500¦G09000700¦G09000900¦G09000901¦G09000902¦G09000903¦G09000904¦G09000905¦G09000906¦G09001100¦G09001101¦G09001300¦G09001500¦G10000101¦G10000102¦G10000103¦G10000104¦G10000200¦G10000300¦G11000101¦G11000102¦G11000103¦G11000104¦G11000105¦G12000101¦G12000102¦G12000500¦G12000901¦G12000902¦G12000903¦G12000904¦G12001101¦G12001102¦G12001103¦G12001104¦G12001105¦G12001106¦G12001107¦G12001108¦G12001109¦G12001110¦G12001111¦G12001112¦G12001113¦G12001114¦G12001500¦G12001701¦G12001900¦G12002101¦G12002102¦G12002103¦G12002300¦G12002700¦G12003101¦G12003102¦G12003103¦G12003104¦G12003105¦G12003106¦G12003107¦G12003301¦G12003302¦G12003500¦G12005301¦G12005701¦G12005702¦G12005703¦G12005704¦G12005705¦G12005706¦G12005707¦G12005708¦G12006100¦G12006300¦G12006901¦G12006902¦G12006903¦G12007101¦G12007102¦G12007103¦G12007104¦G12007105¦G12007300¦G12007301¦G12008101¦G12008102¦G12008103¦G12008301¦G12008302¦G12008303¦G12008500¦G12008601¦G12008602¦G12008603¦G12008604¦G12008605¦G12008606¦G12008607¦G12008608¦G12008609¦G12008610¦G12008611¦G12008612¦G12008613¦G12008614¦G12008615¦G12008616¦G12008617¦G12008618¦G12008619¦G12008620¦G12008621¦G12008622¦G12008623¦G12008624¦G12008700¦G12008900¦G12009100¦G12009300¦G12009501¦G12009502¦G12009503¦G12009504¦G12009505¦G12009506¦G12009507¦G12009508¦G12009509¦G12009510¦G12009701¦G12009702¦G12009901¦G12009902¦G12009903¦G12009904¦G12009905¦G12009906¦G12009907¦G12009908¦G12009909¦G12009910¦G12009911¦G12010101¦G12010102¦G12010103¦G12010104¦G12010301¦G12010302¦G12010303¦G12010304¦G12010305¦G12010306¦G12010307¦G12010308¦G12010501¦G12010502¦G12010503¦G12010504¦G12010700¦G12010900¦G12011101¦G12011102¦G12011300¦G12011501¦G12011502¦G12011503¦G12011701¦G12011702¦G12011703¦G12011704¦G12012100¦G12012701¦G12012702¦G12012703¦G12012704¦G13000100¦G13000200¦G13000300¦G13000401¦G13000402¦G13000500¦G13000600¦G13000700¦G13000800¦G13000900¦G13001001¦G13001002¦G13001003¦G13001004¦G13001005¦G13001006¦G13001007¦G13001008¦G13001100¦G13001200¦G13001300¦G13001400¦G13001500¦G13001600¦G13001700¦G13001800¦G13001900¦G13002001¦G13002002¦G13002003¦G13002004¦G13002100¦G13002200¦G13002300¦G13002400¦G13002500¦G13002600¦G13002700¦G13002800¦G13002900¦G13003001¦G13003002¦G13003003¦G13003004¦G13003005¦G13003101¦G13003102¦G13003200¦G13003300¦G13003400¦G13003500¦G13003600¦G13003700¦G13003800¦G13003900¦G13004000¦G13004001¦G13004002¦G13004003¦G13004004¦G13004005¦G13004006¦G13004100¦G13004200¦G13004300¦G13004400¦G13004500¦G13004600¦G13005001¦G13005002¦G13006001¦G13006002¦G16000100¦G16000200¦G16000300¦G16000400¦G16000500¦G16000600¦G16000701¦G16000702¦G16000800¦G16000900¦G16001000¦G16001100¦G16001200¦G16001300¦G17000104¦G17000105¦G17000202¦G17000300¦G17000401¦G17000501¦G17000600¦G17000700¦G17000800¦G17000900¦G17001001¦G17001104¦G17001105¦G17001204¦G17001205¦G17001300¦G17001500¦G17001602¦G17001701¦G17001900¦G17002000¦G17002100¦G17002200¦G17002300¦G17002400¦G17002501¦G17002601¦G17002700¦G17002801¦G17002901¦G17003005¦G17003007¦G17003008¦G17003009¦G17003102¦G17003105¦G17003106¦G17003107¦G17003108¦G17003202¦G17003203¦G17003204¦G17003205¦G17003207¦G17003208¦G17003209¦G17003306¦G17003307¦G17003308¦G17003309¦G17003310¦G17003401¦G17003407¦G17003408¦G17003409¦G17003410¦G17003411¦G17003412¦G17003413¦G17003414¦G17003415¦G17003416¦G17003417¦G17003418¦G17003419¦G17003420¦G17003421¦G17003422¦G17003501¦G17003502¦G17003503¦G17003504¦G17003520¦G17003521¦G17003522¦G17003523¦G17003524¦G17003525¦G17003526¦G17003527¦G17003528¦G17003529¦G17003530¦G17003531¦G17003532¦G17003601¦G17003602¦G17003700¦G18000101¦G18000102¦G18000103¦G18000104¦G18000200¦G18000300¦G18000401¦G18000402¦G18000500¦G18000600¦G18000700¦G18000800¦G18000900¦G18001001¦G18001002¦G18001003¦G18001100¦G18001200¦G18001300¦G18001400¦G18001500¦G18001600¦G18001700¦G18001801¦G18001802¦G18001803¦G18001900¦G18002000¦G18002100¦G18002200¦G18002301¦G18002302¦G18002303¦G18002304¦G18002305¦G18002306¦G18002307¦G18002400¦G18002500¦G18002600¦G18002700¦G18002800¦G18002900¦G18003000¦G18003100¦G18003200¦G18003300¦G18003400¦G18003500¦G18003600¦G19000100¦G19000200¦G19000400¦G19000500¦G19000600¦G19000700¦G19000800¦G19000900¦G19001000¦G19001100¦G19001200¦G19001300¦G19001400¦G19001500¦G19001600¦G19001700¦G19001800¦G19001900¦G19002000¦G19002100¦G19002200¦G19002300¦G20000100¦G20000200¦G20000300¦G20000400¦G20000500¦G20000601¦G20000602¦G20000603¦G20000604¦G20000700¦G20000801¦G20000802¦G20000900¦G20001000¦G20001100¦G20001200¦G20001301¦G20001302¦G20001303¦G20001304¦G20001400¦G20001500¦G21000100¦G21000200¦G21000300¦G21000400¦G21000500¦G21000600¦G21000700¦G21000800¦G21000900¦G21001000¦G21001100¦G21001200¦G21001300¦G21001400¦G21001500¦G21001600¦G21001701¦G21001702¦G21001703¦G21001704¦G21001705¦G21001706¦G21001800¦G21001901¦G21001902¦G21002000¦G21002100¦G21002200¦G21002300¦G21002400¦G21002500¦G21002600¦G21002700¦G21002800¦G22000100¦G22000101¦G22000200¦G22000300¦G22000400¦G22000500¦G22000600¦G22000700¦G22000800¦G22000900¦G22001000¦G22001100¦G22001200¦G22001201¦G22001300¦G22001400¦G22001500¦G22001501¦G22001502¦G22001600¦G22001700¦G22001800¦G22001900¦G22002000¦G22002100¦G22002200¦G22002201¦G22002300¦G22002301¦G22002302¦G22002400¦G22002401¦G22002402¦G22002500¦G23000100¦G23000200¦G23000300¦G23000400¦G23000500¦G23000600¦G23000700¦G23000800¦G23000900¦G23001000¦G24000100¦G24000200¦G24000301¦G24000302¦G24000400¦G24000501¦G24000502¦G24000503¦G24000504¦G24000505¦G24000506¦G24000507¦G24000601¦G24000602¦G24000700¦G24000801¦G24000802¦G24000803¦G24000804¦G24000805¦G24000901¦G24000902¦G24001001¦G24001002¦G24001003¦G24001004¦G24001005¦G24001006¦G24001007¦G24001101¦G24001102¦G24001103¦G24001104¦G24001105¦G24001106¦G24001107¦G24001201¦G24001202¦G24001203¦G24001204¦G24001300¦G24001400¦G24001500¦G24001600¦G25000100¦G25000200¦G25000300¦G25000301¦G25000302¦G25000303¦G25000304¦G25000400¦G25000501¦G25000502¦G25000503¦G25000504¦G25000505¦G25000506¦G25000507¦G25000508¦G25000701¦G25000702¦G25000703¦G25000704¦G25001000¦G25001300¦G25001400¦G25001600¦G25001900¦G25001901¦G25001902¦G25002400¦G25002800¦G25003301¦G25003302¦G25003303¦G25003304¦G25003305¦G25003306¦G25003400¦G25003500¦G25003601¦G25003602¦G25003603¦G25003900¦G25004000¦G25004200¦G25004301¦G25004302¦G25004303¦G25004500¦G25004700¦G25004800¦G25004901¦G25004902¦G25004903¦G26000100¦G26000200¦G26000300¦G26000400¦G26000500¦G26000600¦G26000700¦G26000801¦G26000802¦G26000900¦G26001001¦G26001002¦G26001003¦G26001004¦G26001100¦G26001200¦G26001300¦G26001400¦G26001500¦G26001600¦G26001701¦G26001702¦G26001703¦G26001704¦G26001801¦G26001802¦G26001900¦G26002000¦G26002101¦G26002102¦G26002200¦G26002300¦G26002400¦G26002500¦G26002600¦G26002701¦G26002702¦G26002703¦G26002800¦G26002901¦G26002902¦G26002903¦G26002904¦G26002905¦G26002906¦G26002907¦G26002908¦G26003001¦G26003002¦G26003003¦G26003004¦G26003005¦G26003006¦G26003100¦G26003201¦G26003202¦G26003203¦G26003204¦G26003205¦G26003206¦G26003207¦G26003208¦G26003209¦G26003210¦G26003211¦G26003212¦G26003213¦G26003300¦G27000100¦G27000200¦G27000300¦G27000400¦G27000500¦G27000600¦G27000700¦G27000800¦G27000900¦G27001000¦G27001101¦G27001102¦G27001103¦G27001201¦G27001202¦G27001301¦G27001302¦G27001303¦G27001304¦G27001401¦G27001402¦G27001403¦G27001404¦G27001405¦G27001406¦G27001407¦G27001408¦G27001409¦G27001410¦G27001501¦G27001502¦G27001503¦G27001600¦G27001700¦G27001800¦G27001900¦G27002000¦G27002100¦G27002200¦G27002300¦G27002400¦G27002500¦G27002600¦G28000100¦G28000200¦G28000300¦G28000400¦G28000500¦G28000600¦G28000700¦G28000800¦G28000900¦G28001000¦G28001100¦G28001200¦G28001300¦G28001400¦G28001500¦G28001600¦G28001700¦G28001800¦G28001900¦G28002000¦G28002100¦G29000100¦G29000200¦G29000300¦G29000400¦G29000500¦G29000600¦G29000700¦G29000800¦G29000901¦G29000902¦G29000903¦G29001001¦G29001002¦G29001003¦G29001004¦G29001005¦G29001100¦G29001200¦G29001300¦G29001400¦G29001500¦G29001600¦G29001701¦G29001702¦G29001703¦G29001801¦G29001802¦G29001803¦G29001804¦G29001805¦G29001806¦G29001807¦G29001808¦G29001901¦G29001902¦G29002001¦G29002002¦G29002100¦G29002200¦G29002300¦G29002400¦G29002500¦G29002601¦G29002602¦G29002603¦G29002700¦G29002800¦G30000100¦G30000200¦G30000300¦G30000400¦G30000500¦G30000600¦G30000700¦G31000100¦G31000200¦G31000300¦G31000400¦G31000500¦G31000600¦G31000701¦G31000702¦G31000801¦G31000802¦G31000901¦G31000902¦G31000903¦G31000904¦G32000101¦G32000102¦G32000103¦G32000200¦G32000300¦G32000401¦G32000402¦G32000403¦G32000404¦G32000405¦G32000406¦G32000407¦G32000408¦G32000409¦G32000410¦G32000411¦G32000412¦G32000413¦G33000100¦G33000200¦G33000300¦G33000400¦G33000500¦G33000600¦G33000700¦G33000800¦G33000900¦G33001000¦G34000101¦G34000102¦G34000301¦G34000302¦G34000303¦G34000304¦G34000305¦G34000306¦G34000307¦G34000308¦G34000400¦G34000501¦G34000502¦G34000503¦G34000601¦G34000602¦G34000701¦G34000702¦G34000703¦G34000800¦G34000901¦G34000902¦G34000903¦G34000904¦G34000905¦G34000906¦G34000907¦G34001001¦G34001002¦G34001003¦G34001101¦G34001102¦G34001103¦G34001104¦G34001105¦G34001106¦G34001201¦G34001202¦G34001203¦G34001204¦G34001205¦G34001301¦G34001302¦G34001401¦G34001402¦G34001403¦G34001404¦G34001501¦G34001502¦G34001503¦G34001504¦G34001600¦G34001700¦G34001800¦G34001901¦G34001902¦G34001903¦G34001904¦G34002001¦G34002002¦G34002003¦G34002101¦G34002102¦G34002103¦G34002104¦G34002201¦G34002202¦G34002301¦G34002302¦G34002303¦G34002400¦G34002500¦G34002600¦G35000100¦G35000200¦G35000300¦G35000400¦G35000500¦G35000600¦G35000700¦G35000801¦G35000802¦G35000803¦G35000804¦G35000805¦G35000806¦G35000900¦G35001001¦G35001002¦G35001100¦G35001200¦G36000100¦G36000200¦G36000300¦G36000401¦G36000402¦G36000403¦G36000500¦G36000600¦G36000701¦G36000702¦G36000703¦G36000704¦G36000800¦G36000901¦G36000902¦G36000903¦G36000904¦G36000905¦G36000906¦G36001000¦G36001101¦G36001102¦G36001201¦G36001202¦G36001203¦G36001204¦G36001205¦G36001206¦G36001207¦G36001300¦G36001400¦G36001500¦G36001600¦G36001700¦G36001801¦G36001802¦G36001900¦G36002001¦G36002002¦G36002100¦G36002201¦G36002202¦G36002203¦G36002300¦G36002401¦G36002402¦G36002500¦G36002600¦G36002701¦G36002702¦G36002801¦G36002802¦G36002901¦G36002902¦G36002903¦G36003001¦G36003002¦G36003003¦G36003101¦G36003102¦G36003103¦G36003104¦G36003105¦G36003106¦G36003107¦G36003201¦G36003202¦G36003203¦G36003204¦G36003205¦G36003206¦G36003207¦G36003208¦G36003209¦G36003210¦G36003211¦G36003212¦G36003301¦G36003302¦G36003303¦G36003304¦G36003305¦G36003306¦G36003307¦G36003308¦G36003309¦G36003310¦G36003311¦G36003312¦G36003313¦G36003701¦G36003702¦G36003703¦G36003704¦G36003705¦G36003706¦G36003707¦G36003708¦G36003709¦G36003710¦G36003801¦G36003802¦G36003803¦G36003804¦G36003805¦G36003806¦G36003807¦G36003808¦G36003809¦G36003810¦G36003901¦G36003902¦G36003903¦G36004001¦G36004002¦G36004003¦G36004004¦G36004005¦G36004006¦G36004007¦G36004008¦G36004009¦G36004010¦G36004011¦G36004012¦G36004013¦G36004014¦G36004015¦G36004016¦G36004017¦G36004018¦G36004101¦G36004102¦G36004103¦G36004104¦G36004105¦G36004106¦G36004107¦G36004108¦G36004109¦G36004110¦G36004111¦G36004112¦G36004113¦G36004114¦G37000100¦G37000200¦G37000300¦G37000400¦G37000500¦G37000600¦G37000700¦G37000800¦G37000900¦G37001000¦G37001100¦G37001201¦G37001202¦G37001203¦G37001204¦G37001205¦G37001206¦G37001207¦G37001208¦G37001301¦G37001302¦G37001400¦G37001500¦G37001600¦G37001701¦G37001702¦G37001703¦G37001704¦G37001801¦G37001802¦G37001803¦G37001900¦G37002000¦G37002100¦G37002201¦G37002202¦G37002300¦G37002400¦G37002500¦G37002600¦G37002700¦G37002800¦G37002900¦G37003001¦G37003002¦G37003101¦G37003102¦G37003103¦G37003104¦G37003105¦G37003106¦G37003107¦G37003108¦G37003200¦G37003300¦G37003400¦G37003500¦G37003600¦G37003700¦G37003800¦G37003900¦G37004000¦G37004100¦G37004200¦G37004300¦G37004400¦G37004500¦G37004600¦G37004700¦G37004800¦G37004900¦G37005001¦G37005002¦G37005003¦G37005100¦G37005200¦G37005300¦G37005400¦G38000100¦G38000200¦G38000300¦G38000400¦G38000500¦G39000100¦G39000200¦G39000300¦G39000400¦G39000500¦G39000600¦G39000700¦G39000801¦G39000802¦G39000901¦G39000902¦G39000903¦G39000904¦G39000905¦G39000906¦G39000907¦G39000908¦G39000909¦G39000910¦G39001000¦G39001100¦G39001200¦G39001300¦G39001400¦G39001500¦G39001600¦G39001700¦G39001801¦G39001802¦G39001803¦G39001804¦G39001805¦G39001900¦G39002000¦G39002100¦G39002200¦G39002300¦G39002400¦G39002500¦G39002600¦G39002700¦G39002800¦G39002900¦G39003000¦G39003100¦G39003200¦G39003300¦G39003400¦G39003500¦G39003600¦G39003700¦G39003800¦G39003900¦G39004000¦G39004101¦G39004102¦G39004103¦G39004104¦G39004105¦G39004106¦G39004107¦G39004108¦G39004109¦G39004110¦G39004111¦G39004200¦G39004300¦G39004400¦G39004500¦G39004601¦G39004602¦G39004603¦G39004604¦G39004700¦G39004800¦G39004900¦G39005000¦G39005100¦G39005200¦G39005301¦G39005302¦G39005401¦G39005402¦G39005403¦G39005501¦G39005502¦G39005503¦G39005504¦G39005505¦G39005506¦G39005507¦G39005600¦G39005700¦G40000100¦G40000200¦G40000300¦G40000400¦G40000500¦G40000601¦G40000602¦G40000701¦G40000702¦G40000800¦G40000900¦G40001001¦G40001002¦G40001003¦G40001004¦G40001005¦G40001006¦G40001101¦G40001102¦G40001201¦G40001202¦G40001203¦G40001204¦G40001301¦G40001302¦G40001400¦G40001501¦G40001601¦G41000100¦G41000200¦G41000300¦G41000400¦G41000500¦G41000600¦G41000703¦G41000704¦G41000705¦G41000800¦G41000901¦G41000902¦G41001000¦G41001103¦G41001104¦G41001105¦G41001200¦G41001301¦G41001302¦G41001303¦G41001305¦G41001314¦G41001316¦G41001317¦G41001318¦G41001319¦G41001320¦G41001321¦G41001322¦G41001323¦G41001324¦G42000101¦G42000102¦G42000200¦G42000300¦G42000400¦G42000500¦G42000600¦G42000701¦G42000702¦G42000801¦G42000802¦G42000803¦G42000900¦G42001000¦G42001100¦G42001200¦G42001300¦G42001400¦G42001501¦G42001502¦G42001600¦G42001701¦G42001702¦G42001801¦G42001802¦G42001803¦G42001804¦G42001805¦G42001806¦G42001807¦G42001900¦G42002001¦G42002002¦G42002003¦G42002100¦G42002200¦G42002301¦G42002302¦G42002401¦G42002402¦G42002500¦G42002600¦G42002701¦G42002702¦G42002703¦G42002801¦G42002802¦G42002803¦G42002901¦G42002902¦G42003001¦G42003002¦G42003003¦G42003004¦G42003101¦G42003102¦G42003103¦G42003104¦G42003105¦G42003106¦G42003201¦G42003202¦G42003203¦G42003204¦G42003205¦G42003206¦G42003207¦G42003208¦G42003209¦G42003210¦G42003211¦G42003301¦G42003302¦G42003303¦G42003304¦G42003401¦G42003402¦G42003403¦G42003404¦G42003501¦G42003502¦G42003503¦G42003504¦G42003601¦G42003602¦G42003603¦G42003701¦G42003702¦G42003800¦G42003900¦G42004001¦G42004002¦G44000101¦G44000102¦G44000103¦G44000104¦G44000201¦G44000300¦G44000400¦G45000101¦G45000102¦G45000103¦G45000104¦G45000105¦G45000200¦G45000301¦G45000302¦G45000400¦G45000501¦G45000502¦G45000601¦G45000602¦G45000603¦G45000604¦G45000605¦G45000700¦G45000800¦G45000900¦G45001000¦G45001101¦G45001102¦G45001201¦G45001202¦G45001203¦G45001204¦G45001300¦G45001400¦G45001500¦G45001600¦G46000100¦G46000200¦G46000300¦G46000400¦G46000500¦G46000600¦G47000100¦G47000200¦G47000300¦G47000400¦G47000500¦G47000600¦G47000700¦G47000800¦G47000900¦G47001000¦G47001100¦G47001200¦G47001300¦G47001400¦G47001500¦G47001601¦G47001602¦G47001603¦G47001604¦G47001700¦G47001800¦G47001900¦G47002001¦G47002002¦G47002003¦G47002100¦G47002200¦G47002300¦G47002401¦G47002402¦G47002501¦G47002502¦G47002503¦G47002504¦G47002505¦G47002600¦G47002700¦G47002800¦G47002900¦G47003000¦G47003100¦G47003201¦G47003202¦G47003203¦G47003204¦G47003205¦G47003206¦G47003207¦G47003208¦G48000100¦G48000200¦G48000300¦G48000400¦G48000501¦G48000502¦G48000600¦G48000700¦G48000800¦G48000900¦G48001000¦G48001100¦G48001200¦G48001300¦G48001400¦G48001501¦G48001502¦G48001600¦G48001700¦G48001800¦G48001901¦G48001902¦G48001903¦G48001904¦G48001905¦G48001906¦G48001907¦G48002001¦G48002002¦G48002003¦G48002004¦G48002005¦G48002006¦G48002101¦G48002102¦G48002200¦G48002301¦G48002302¦G48002303¦G48002304¦G48002305¦G48002306¦G48002307¦G48002308¦G48002309¦G48002310¦G48002311¦G48002312¦G48002313¦G48002314¦G48002315¦G48002316¦G48002317¦G48002318¦G48002319¦G48002320¦G48002321¦G48002322¦G48002400¦G48002501¦G48002502¦G48002503¦G48002504¦G48002505¦G48002506¦G48002507¦G48002508¦G48002509¦G48002510¦G48002511¦G48002512¦G48002513¦G48002514¦G48002515¦G48002516¦G48002600¦G48002700¦G48002800¦G48002900¦G48003000¦G48003100¦G48003200¦G48003301¦G48003302¦G48003303¦G48003304¦G48003305¦G48003306¦G48003400¦G48003501¦G48003502¦G48003601¦G48003602¦G48003700¦G48003801¦G48003802¦G48003900¦G48004000¦G48004100¦G48004200¦G48004301¦G48004302¦G48004400¦G48004501¦G48004502¦G48004503¦G48004504¦G48004601¦G48004602¦G48004603¦G48004604¦G48004605¦G48004606¦G48004607¦G48004608¦G48004609¦G48004610¦G48004611¦G48004612¦G48004613¦G48004614¦G48004615¦G48004616¦G48004617¦G48004618¦G48004619¦G48004620¦G48004621¦G48004622¦G48004623¦G48004624¦G48004625¦G48004626¦G48004627¦G48004628¦G48004629¦G48004630¦G48004631¦G48004632¦G48004633¦G48004634¦G48004635¦G48004636¦G48004637¦G48004638¦G48004701¦G48004702¦G48004801¦G48004802¦G48004803¦G48004901¦G48004902¦G48004903¦G48004904¦G48004905¦G48005000¦G48005100¦G48005201¦G48005202¦G48005203¦G48005204¦G48005301¦G48005302¦G48005303¦G48005304¦G48005305¦G48005306¦G48005307¦G48005308¦G48005309¦G48005400¦G48005500¦G48005600¦G48005700¦G48005800¦G48005901¦G48005902¦G48005903¦G48005904¦G48005905¦G48005906¦G48005907¦G48005908¦G48005909¦G48005910¦G48005911¦G48005912¦G48005913¦G48005914¦G48005915¦G48005916¦G48006000¦G48006100¦G48006200¦G48006301¦G48006302¦G48006400¦G48006500¦G48006601¦G48006602¦G48006603¦G48006701¦G48006702¦G48006703¦G48006801¦G48006802¦G48006803¦G48006804¦G48006805¦G48006806¦G48006807¦G48006900¦G49003001¦G49005001¦G49011001¦G49011002¦G49013001¦G49021001¦G49035001¦G49035002¦G49035003¦G49035004¦G49035005¦G49035006¦G49035007¦G49035008¦G49035009¦G49049001¦G49049002¦G49049003¦G49049004¦G49053001¦G49057001¦G49057002¦G50000100¦G50000200¦G50000300¦G50000400¦G51001301¦G51001302¦G51004101¦G51004102¦G51004103¦G51010701¦G51010702¦G51010703¦G51051010¦G51051020¦G51051040¦G51051044¦G51051045¦G51051080¦G51051084¦G51051085¦G51051087¦G51051089¦G51051090¦G51051095¦G51051096¦G51051097¦G51051105¦G51051110¦G51051115¦G51051120¦G51051125¦G51051135¦G51051145¦G51051154¦G51051155¦G51051164¦G51051165¦G51051167¦G51051175¦G51051186¦G51051206¦G51051215¦G51051224¦G51051225¦G51051235¦G51051244¦G51051245¦G51051246¦G51051255¦G51055001¦G51055002¦G51059301¦G51059302¦G51059303¦G51059304¦G51059305¦G51059306¦G51059307¦G51059308¦G51059309¦G53010100¦G53010200¦G53010300¦G53010400¦G53010501¦G53010502¦G53010503¦G53010504¦G53010600¦G53010701¦G53010702¦G53010703¦G53010800¦G53010901¦G53010902¦G53011000¦G53011101¦G53011102¦G53011103¦G53011104¦G53011200¦G53011300¦G53011401¦G53011402¦G53011501¦G53011502¦G53011503¦G53011504¦G53011505¦G53011506¦G53011507¦G53011601¦G53011602¦G53011603¦G53011604¦G53011605¦G53011606¦G53011607¦G53011608¦G53011609¦G53011610¦G53011611¦G53011612¦G53011613¦G53011614¦G53011615¦G53011616¦G53011701¦G53011702¦G53011703¦G53011704¦G53011705¦G53011706¦G53011801¦G53011802¦G53011900¦G54000100¦G54000200¦G54000300¦G54000400¦G54000500¦G54000600¦G54000700¦G54000800¦G54000900¦G54001000¦G54001100¦G54001200¦G54001300¦G55000100¦G55000101¦G55000102¦G55000103¦G55000200¦G55000300¦G55000600¦G55000700¦G55000800¦G55000900¦G55001000¦G55001001¦G55001300¦G55001301¦G55001400¦G55001401¦G55001500¦G55001501¦G55001600¦G55001601¦G55002400¦G55002500¦G55010000¦G55020000¦G55030000¦G55040101¦G55040301¦G55040701¦G55041001¦G55041002¦G55041003¦G55041004¦G55041005¦G55050000¦G55055101¦G55055102¦G55055103¦G55070101¦G55070201¦G55070301¦G56000100¦G56000200¦G56000300¦G56000400¦G56000500
metadata | in.puma_metro_status | string | n/a | Description of PUMA's region type | In metro area, not/partially in principal city¦In metro area, principal city¦Not/partially in metro area
metadata | in.pv_orientation | string | n/a | Presence and orientation of rooftop PV system | East¦None¦North¦Northeast¦Northwest¦South¦Southeast¦Southwest¦West
metadata | in.pv_system_size | string | kWDC | Presence and size of rooftop PV system | 1.0 kWDC¦11.0 kWDC¦13.0 kWDC¦3.0 kWDC¦5.0 kWDC¦7.0 kWDC¦9.0 kWDC¦None
metadata | in.radiant_barrier | string | n/a | Presence of radiant barrier in attic | No¦None
metadata | in.range_spot_vent_hour | string | n/a | Range spot ventilation daily start hour | Hour0¦Hour1¦Hour10¦Hour11¦Hour12¦Hour13¦Hour14¦Hour15¦Hour16¦Hour17¦Hour18¦Hour19¦Hour2¦Hour20¦Hour21¦Hour22¦Hour23¦Hour3¦Hour4¦Hour5¦Hour6¦Hour7¦Hour8¦Hour9
metadata | in.reeds_balancing_area | integer | n/a | Regional Energy Deployment System Model (ReEDS) balancing area | 1¦10¦100¦101¦102¦103¦104¦105¦106¦107¦108¦109¦11¦110¦111¦112¦113¦114¦115¦116¦117¦118¦119¦12¦120¦121¦122¦123¦124¦125¦126¦127¦128¦129¦13¦130¦131¦132¦133¦134¦14¦15¦16¦17¦18¦19¦2¦20¦21¦22¦23¦24¦25¦26¦27¦28¦29¦3¦30¦31¦32¦33¦34¦35¦36¦37¦38¦39¦4¦40¦41¦42¦43¦44¦45¦46¦47¦48¦49¦5¦50¦51¦52¦53¦54¦55¦56¦57¦58¦59¦6¦60¦61¦62¦63¦64¦65¦66¦67¦68¦69¦7¦70¦71¦72¦73¦74¦75¦76¦77¦78¦79¦8¦80¦81¦82¦83¦84¦85¦86¦87¦88¦89¦9¦90¦91¦92¦93¦94¦95¦96¦97¦98¦99
metadata | in.refrigerator | string | n/a | Presence and rated efficiency of refrigerator | EF 10.2, 100% Usage¦EF 10.5, 100% Usage¦EF 15.9, 100% Usage¦EF 17.6, 100% Usage¦EF 19.9, 100% Usage¦EF 6.7, 100% Usage¦None
metadata | in.roof_material | string | n/a | Roof material type | Asphalt Shingles, Medium¦Composition Shingles¦Metal, Dark¦Slate¦Tile, Clay or Ceramic¦Tile, Concrete¦Wood Shingles
metadata | in.schedules | string | n/a | Method of schedule generation | Stochastic
metadata | in.simulation_control_run_period_begin_day_of_month | float | n/a | Begin day of dwelling unit simulation | 1
metadata | in.simulation_control_run_period_begin_month | float | n/a | Begin month of dwelling unit simulation | 1
metadata | in.simulation_control_run_period_calendar_year | float | n/a | Simulation year for dwelling unit | 2018
metadata | in.simulation_control_run_period_end_day_of_month | float | n/a | End day of dwelling unit simulation | 31
metadata | in.simulation_control_run_period_end_month | float | n/a | End month of simulation | 12
metadata | in.simulation_control_timestep | float | n/a | Minute timestep that dwelling unit energy simulation uses | 15
metadata | in.solar_hot_water | string | n/a | Presence, size, and location of solar hot water system | None
metadata | in.sqft | float | sqft | Finished floor area of the housing unit from within bin used for modeling purposes | 317.0¦328.0¦333.0¦617.0¦633.0¦853.0¦866.0¦885.0¦1138.0¦1202.0¦1220.0¦1623.0¦1675.0¦1690.0¦2115.0¦2152.0¦2176.0¦2590.0¦2631.0¦2663.0¦3138.0¦3241.0¦3301.0¦8194.0¦12291.0¦13414.0
metadata | in.state | string | n/a | State | AL¦AR¦AZ¦CA¦CO¦CT¦DC¦DE¦FL¦GA¦IA¦ID¦IL¦IN¦KS¦KY¦LA¦MA¦MD¦ME¦MI¦MN¦MO¦MS¦MT¦NC¦ND¦NE¦NH¦NJ¦NM¦NV¦NY¦OH¦OK¦OR¦PA¦RI¦SC¦SD¦TN¦TX¦UT¦VA¦VT¦WA¦WI¦WV¦WY
metadata | in.tenure | string | n/a | Dwelling unit is owner vs renter occupied | Owner¦Renter
metadata | in.units_represented | float | n/a | Number of housing units the dwelling unit model represents [vestigial weight no longer in use] | 1
metadata | in.usage_level | string | n/a | Usage of major appliances relative to the national average | High¦Low¦Medium
metadata | in.vacancy_status | string | n/a | Indicator of dwelling unit as primary residence or not from 2019 public-use microdata samples [IPUMS USA] | Occupied¦Vacant
metadata | in.vintage | string | n/a | Time period in which the builing was constructed | 1940s¦1950s¦1960s¦1970s¦1980s¦1990s¦2000s¦2010s¦<1940
metadata | in.vintage_acs | string | n/a | Time period in which the dwelling unit was constructed as defined by ACS | 1940-59¦1960-79¦1980-99¦2000-09¦2010s¦<1940
metadata | in.water_heater_efficiency | string | n/a | Efficiency, type, and heating fuel of water heater | Electric Heat Pump, 80 gal¦Electric Premium¦Electric Standard¦Electric Tankless¦FIXME Fuel Oil Indirect¦Fuel Oil Premium¦Fuel Oil Standard¦Natural Gas Premium¦Natural Gas Standard¦Natural Gas Tankless¦Other Fuel¦Propane Premium¦Propane Standard¦Propane Tankless
metadata | in.water_heater_fuel | string | n/a | Water heater fuel | Electricity¦Fuel Oil¦Natural Gas¦Other Fuel¦Propane
metadata | in.water_heater_in_unit | string | n/a | Individual water heater present or not present in dwelling unit that solely serves the specific dwelling unit | No¦Yes
metadata | in.weather_file_city | string | n/a | City of weather file | A L Mangham Jr Rgnl¦Aberdeen Regional¦Abilene Dyess Afb¦Abilene Municipal¦Accomack Co¦Adirondack Rgnl¦Ainsworth Municipal¦Airborne Airpark¦Aitkin Muni Kurtz Fl¦Akron Akron Canton¦Alamogordo White Sa¦Alamosa Muni Awos¦Albany County Airpo¦Albany Municipal¦Albert Lea Awos¦Albuquerque Intl¦Alexander Fld South¦Alexandria Int¦Algona¦Alice Intl¦Allegheny Co¦Allentown A Bethle¦Alliance Muni¦Alma Bacon Co¦Alpena Phelps Colli¦Altoona Blair Co¦Alturas Muni¦Altus Afb¦Amarillo Intl¦Ames Muni¦Anderson Rgnl¦Andrews Afb Camp Sp¦Angelina Co¦Ann Arbor Municipal¦Anniston Metropolit¦Anoka Co Blaine¦Antrim Co¦Apalachicola Muni¦Aransas Co¦Arcata¦Ardmore Downtown Exe¦Arlington Muni¦Arthur N Neu¦Ashe Co¦Asheboro Rgnl¦Asheville Municipal¦Ashtabula Co¦Aspen Pitkin Co Sard¦Astoria Clatsop¦Athens Municipal¦Atlanta Municipal¦Atlantic City Intl¦Atlantic Muni¦Auburn Lewiston Muni¦Audubon Co¦Augusta Bush Field¦Augusta State Arpt¦Aurora Muni Al Pott¦Aurora Municipal¦Aurora State¦Austin Camp Mabry¦Austin Mueller Muni¦Austin Muni¦Baker City Muni¦Baker Muni¦Bakersfield Meadows¦Baltimore Washingto¦Bangor Intl¦Baraboo Wisc Dells¦Barksdale Afb¦Barnstable Muni Boa¦Batesville Rgnl¦Baton Rouge Metro R¦Baudette Intl¦Beale Afb¦Beatrice Muni¦Beaufort Mcas¦Beckley Raleigh Ct¦Beeville Chase Naas¦Bellingham Intl¦Bemidji Municipal¦Bentonville Muni Tha¦Berlin Municipal¦Bert Mooney¦Beverly Muni¦Big Piney Amos¦Billings Logan Int¦Binghamton Broome C¦Birmingham¦Birmingham Muni¦Bisbee Douglas Intl¦Bishop Airport¦Bismarck Municipal¦Block Island¦Blue Canyon Nyack¦Blue Ridge¦Blythe¦Boise Municipal¦Boone Co¦Boone Muni¦Boscobel¦Boston Logan Intl¦Bowerman¦Bowers Fld¦Bowling Green Warre¦Bowman Fld¦Bradford Rgnl¦Brainerd Lakes Rgnl¦Branch Co Mem¦Brazoria Co¦Bremerton National¦Brewster Fld¦Bridgeport Igor I¦Broken Bow Muni¦Brookings Rgnl¦Brownsville Intl¦Brunswick Golden Is¦Buckley Afb¦Buffalo¦Burke Lakefront¦Burley Muni¦Burlington Alamance¦Burlington Intl¦Burnet Muni Kate Cr¦Burns Muni Amos¦Butler Co Rgnl¦Butler Co Scholter F¦C David Campbell Fld¦C M Schulz Sonoma Co¦Cahokia St Louis¦Cairns Aaf¦Caldwell Awos¦Camarillo¦Cambridge Muni¦Cannon Afb¦Canyonlands Fld¦Cape Girardeau Rgnl¦Cape Hatteras¦Cape May Co¦Capital City Arpt¦Cartersville¦Casper Natrona Coun¦Cavern City Air Ter¦Cecil Fld¦Cedar City Rgnl¦Cedar Rapids Muni¦Centennial¦Central Illinois Rg¦Centreville¦Challis¦Chamberlain Amos¦Chan Gurney Muni¦Chandler Fld¦Chanute Martin Johns¦Chariton Muni¦Charles B Wheeler D¦Charleston Muni¦Charlevoix Muni¦Charlotte Co¦Charlotte Douglas¦Charlottesville Alb¦Chattanooga Lovell¦Cherry Capital¦Cherry Point Mcas¦Chesapeake¦Cheyenne Warren Afb¦Chicago Midway¦Chicago Waukegan¦Chicopee Falls West¦Childress Municipal¦Chippewa Valley Rgn¦Cincinnati Greater¦Cincinnati Muni Lun¦Clarion Muni¦Clayton Muni Amos¦Clearfield Lawrence¦Cleveland¦Clines Corners¦Clinton Muni¦Clinton Sherman¦Clintonville Muni¦Cloquet Carlton Co¦Clovis Muni¦Cody Muni Awos¦Coeur D Alene Air Te¦Coffeyville Muni¦Col James Jabara¦Coles Co Mem¦Collin Co Rgnl¦Colorado Plains Rgnl¦Colorado Springs Mu¦Columbia Gorge Rgnl¦Columbia Metro¦Columbia Owens Apt¦Columbia Regional¦Columbus Afb¦Columbus Metropolit¦Columbus Muni¦Columbus Port Colum¦Concord Buchanan¦Concord Municipal¦Concordia Blosser M¦Converse Co¦Copper Harbor¦Corpus Christi Int¦Cortez Muni¦Corvallis Muni¦Cotulla Lasalle Co¦Council Bluffs Muni¦Cox Fld¦Craig Moffat¦Craven Co Rgnl¦Creston Muni¦Crookston Muni Kirkw¦Cross City Cross Ci¦Crossville Mem Whit¦Crystal¦Culpeper Rgnl¦Custer¦Custer County¦Cut Bank Muni¦Dalhart Municipal¦Dallas Hensley Field Nas¦Dallas Love Fld¦Dalton¦Danbury Muni Arpt¦Daniel Field¦Danville Rgnl¦Dare Co Rgnl¦Davenport Muni¦Davis Monthan Afb¦Davison Aaf¦Dawson Community¦Dayton James M Cox¦Dayton Wright Brothe¦Dayton Wright Patte¦Daytona Beach Intl¦Decatur¦Decorah Muni¦Deer Park Arpt¦Defiance Memorial¦Dekalb Peachtree¦Del Rio Intl¦Delaware Co Johnson¦Delta Co¦Deming Muni¦Denison Municipal¦Denton Muni¦Denver Internationa¦Derby Fld¦Des Moines Intl¦Desert Rock¦Destin Ft Walton¦Detroit Lakes Wethin¦Detroit Metropolita¦Devils Lake Muni¦Dickinson Muni¦Dillant Hopkins¦Dillon Airport¦Dinwiddie Co¦Dodge City Awos¦Dodge Co¦Door Co Cherryland¦Dothan Rgnl¦Dover Afb¦Doylestown¦Drake Fld¦Draughon Miller Cen¦Du Bois Jefferson C¦Dublin New Riv Vlly¦Dubuque Municipal¦Duluth Intl Airport¦Dunkirk¦Dupage¦Durango La Plata Co¦Dutchess Co¦Dyersburg Muni¦Eagle Co Rgnl¦Eagle Creek Airpark¦Eagle River Union¦Eastern Slopes Rgnl¦Eastern Wv Rgnl She¦Easterwood Fld¦Edward F Knapp State¦El Paso Intl Arpt¦El Toro Mcas¦Elizabeth City Cgas¦Elkhart Morton Co¦Elkins Randolph Cou¦Elko Rgnl¦Ellsworth Afb¦Elmira Corning Rgnl¦Ely Arpt Yelland Fld¦Emporia Muni¦Erie Intl Airport¦Ernest A Love Fld¦Esler Rgnl¦Essex Co¦Estherville Muni¦Eugene Mahlon Sweet¦Eureka Ramos¦Evansville Regional¦Executive¦Fairchild Afb¦Fairfield Co¦Fairfield Muni¦Fairfield Travis Af¦Fairmont Muni Awos¦Fallon Nas¦Falls City Brenner¦Fargo Hector Field¦Farmington Rgnl¦Farmville Rgnl¦Fayette Rgnl Air Ctr¦Fayetteville Rgnl G¦Felts Fld¦Findlay¦Flagstaff Airport¦Flint Bishop Intl¦Florence Rgnl¦Florida Keys Maratho¦Floyd Bennett Mem¦Flying Cloud¦Fond Du Lac Co¦Forbes Fld¦Ford¦Fort Benning¦Fort Bragg Simmons¦Fort Campbell Aaf¦Fort Dodge Awos¦Fort Drum Wheeler S¦Fort Knox Godman¦Fort Lauderdale Exec¦Fort Lewis Gray Aaf¦Fort Myers Page Fld¦Fort Polk Army¦Fort Sill¦Fort Smith Muni¦Fort Stockton Pecos¦Fort Wayne Baer Fld¦Fort Worth Alliance¦Fort Worth Meacham¦Four Corners Rgnl¦Franklin Muni Jb Ros¦Frederick Muni¦Fremont Muni¦Fresno Air Terminal¦Friday Harbor¦Frying Pan Shoals¦Ft Riley Marshall¦Fulton Co Arpt Brow¦Gadsden Muni¦Gage Shattuck¦Gainesville Rgnl¦Gallatin Fld¦Gallup Muni¦Galveston¦Garden City Rgnl¦Garfield Co Rgnl¦Garrison¦Gastonia Muni¦Gaylord Rgnl¦Georgetown Muni¦Gillette Gillette C¦Glasgow Intl Arpt¦Glenwood Muni¦Gocebic Iron Co¦Goodland Renner Fie¦Grand Forks Afb¦Grand Forks Intl¦Grand Island County¦Grand Junction Walk¦Grand Marias¦Grand Rapids Itasca¦Grand Rapids Kent C¦Gratiot Community¦Great Bend Muni¦Great Falls Intl¦Greater Buffalo Int¦Greater Peoria Muni¦Greater Pittsburgh I¦Greater Rockford¦Greeley Weld Co¦Green Bay A Straub¦Greenbrier Valley¦Greensboro G High¦Greenville¦Greenville Greenvil¦Greenwood Co¦Greenwood Leflore¦Grider Fld¦Griffiss Airpark¦Grissom Arb¦Gulfport Biloxi Int¦Gunnison Co Awos¦Guthrie Muni¦Hagerstown Rgnl Ric¦Halifax Co¦Hallock Muni¦Hancock Co Bar Harbo¦Hanford¦Hanford Muni¦Hanover Co Muni¦Harriman And West¦Harrisburg Capital¦Harrisburg Intl¦Harrison Marion Rgn¦Harry Clever Fld¦Harry P Williams Mem¦Hartford Brainard¦Hartness State¦Hartnett County¦Hastings Muni¦Hattiesburg Laurel¦Havre Amos¦Hayden Yampa Awos¦Hays Rgnl¦Hayward Air Term¦Helena Regional¦Henderson City Co¦Hermiston Muni¦Hernando Co¦Hettinger Muni¦Hickory Rgnl¦Hill Afb¦Hill City Muni¦Hillsdale Municipal¦Hobart Muni¦Hondo Muni¦Houghton County¦Houghton Lake Rosco¦Houston Dw Hooks¦Houston Ellington¦Houston Intercontin¦Hunter Aaf¦Huntingburg¦Huntington Tri Stat¦Huntsville¦Huntsville Madison¦Huron Co Mem¦Huron Huron Regiona¦Hutchinson Co¦Hutchinson Muni¦Hutchinson Muni Butl¦Idaho Falls Rgnl¦Imperial Co¦Indiana Co¦Indianapolis I Mun¦Ingalls Fld¦International Falls¦Iowa City Muni¦Iowa Co¦J F Kennedy Memorial¦J L Helms Sevier Co¦Jack Mc Namara Fld¦Jackson Allen C Th¦Jackson Carroll Arpt¦Jackson Co Reynolds¦Jackson Hole¦Jackson Muni¦Jacksonville Awos¦Jacksonville Intnl¦Jacksonville Muni¦Jacksonville Nas¦Jamestown Rgnl¦Jefferson City Mem¦Jerome Co¦John H Batten¦John Murtha Johnsto¦Johnson Co¦Johnson Co Executive¦Johnson Co Industr¦Joliet Rgnl¦Jonesboro Muni¦Joplin Rgnl¦Jordan¦Joslin Fld Magic Va¦Kalamazoo Battle Cr¦Kalispell Glacier P¦Kansas City Intl¦Kearney Muni¦Kenosha Rgnl¦Keokuk Muni¦Killeen Muni Awos¦Kimble Co¦Kingman¦Kingsville Nas¦Kirksville Rgnl¦Kirsch Muni¦Kit Carson County¦Klamath Falls¦Knoxville¦Knoxville Municipal¦L M Clayton¦L O Simenstad Muni¦La Crosse Municipal¦La Grande Union Co¦La Junta Muni¦La Usc Downtown Cam¦Lac Qui Parle Co¦Laconia Muni¦Lafayette Rgnl¦Lake Charles Muni¦Lake Co¦Lake Tahoe¦Lakefront¦Lakeland Noble F Le¦Lamar Muni¦Lamoni Muni Airport¦Lancaster¦Langlade Co¦Langley Afb Hampton¦Lansing Capital Cit¦Laramie Rgnl¦Laredo Intl Airport¦Las Vegas Mccarran¦Las Vegas Municipal¦Laughlin Afb¦Laurence G Hanscom¦Lawrence Muni¦Lawrenceville Vincen¦Lawton Municipal¦Le Mars Muni¦Lebanon Muni¦Lee C Fine Mem¦Lee Gilmer Mem¦Leesburg Executive¦Leesburg Rgnl¦Lemhi Co¦Lenawee Co¦Lewis University¦Lewiston Nez Perce¦Lewistown Muni¦Lexington Blue Gras¦Liberal Muni¦Lidgerwood Ramos¦Lima Allen Co¦Limon Muni¦Lincoln Municipal¦Litchfield Muni¦Little Rock Adams F¦Little Rock Afb¦Livingston Co¦Logan Cache¦London Corbin Arpt¦Lonesome Pine¦Long Island Mac Art¦Longview¦Lorain Co Rgnl¦Louisa Co Freeman Fl¦Louisville Standifo¦Lowell¦Lubbock Lubbock Int¦Luce Co¦Lynchburg Mun P G¦Mackinack Island¦Macon Lewis Bwilso¦Madera Muni¦Madison Dane County¦Malmstrom Afhp¦Manassas Rgnl Davis¦Manchester¦Manhattan Rgnl¦Manistee Co Blacker¦Manistique Amos¦Manitowoc Co¦Mankata Rgnl Arpt¦Mansfield Lahm Rgnl¦Marfa Municipal¦Marianna Muni¦Marietta Dobbins Af¦Marion Muni¦Marseilles Island¦Marshall Town Muni¦Marshfield Muni¦Marthas Vineyard¦Mason City Muni¦Mason Co¦Mason Jewett Fld¦Massena Intl Richar¦Matinicus Rock¦Maxton¦Maxwell Afb¦Mbs Intl¦Mc Alester Rgnl¦Mc Allen Miller Int¦Mc Call Muni¦Mc Clellan Afld¦Mc Comb Pike Co Joh¦Mc Connell Afb¦Mc Gregor Executive¦Mc Kellar Sipes Rgn¦Mc Minnville Muni¦Mccook Rgnl¦Mecklenburg Brunswi¦Medford Jackson Cou¦Medicine Lodge Amos¦Meeker¦Melbourne Regional¦Memorial Fld¦Memphis Intl Arpt¦Menominee Marinette¦Merced Muni Macready¦Mercer Co¦Meriden Markham Muni¦Meridian Key Field¦Meridian Nas¦Merrill Muni¦Metcalf Fld¦Miami¦Michael J Smith Fld¦Mid Ohio Valley Rgn¦Middleton Fld¦Midland Midland Reg¦Miles City¦Millington Muni Arp¦Millville Muni¦Milwaukee Gen Mitc¦Mineral Wells Muni¦Minot Afb¦Minot Intl¦Miramar Mcas¦Mission Fld¦Missoula Johnson Be¦Mitchell Muni¦Mobile Bates Field¦Mobile Downtown¦Mobridge Muni¦Modesto City Co Har¦Moline Quad City¦Monmouth Executive¦Monroe Airport¦Monroe Co¦Monroe Muni¦Monroe Rgnl¦Montevideo Chippewa¦Montgomery Co¦Montgomery Dannelly¦Monticello Muni¦Monticello Rgnl¦Montrose Rgnl¦Moody Afb Valdosta¦Moore Co¦Mora Muni¦Morgantown Muni Wal¦Morris Muni¦Morrisville Stowe St¦Moses Lake Grant Co¦Mount Ida¦Mount Pleasant Muni¦Mount Vernon¦Mountain Empire¦Mountain Home Afb¦Mt Washington Rgnl¦Mullan Awrs¦Muscatine Muni¦Muskegon¦Muskogee Davis Fld¦Myrtle Beach Civ¦Nantucket Mem¦Napa Co¦Naples Muni¦Nashville Metropoli¦Natchez Hardy Awos¦New Braunfels Muni¦New Iberia Acadiana¦New Orleans Moisant¦New Orleans Nas Jrb¦New River Mcas¦New York John F Ke¦New York La Guardia¦Newark Intl Airport¦Newnan Coweta Co¦Newport¦Newport News Willia¦Newport State Beach¦Newton City Co¦Newton Muni¦Niagara Falls Intl¦Nogales Intl¦Norfolk Intl Arpt¦Norfolk Karl Stefan¦Norfolk Ns¦Norman Max Westheim¦Norman Y Mineta San¦North Bend Muni¦North Central State¦North Platte Lee Bi¦Northeast Philadelph¦Northeastern Rgnl¦Northwest Alabama R¦Norwood Mem¦Nyc Central Park¦Oak Ridge¦Oakland Co Intl¦Ocala Intl J Taylor¦Ocean City Muni¦Oconee Co Rgnl¦Odessa Schlemeyer Fl¦Offutt Afb¦Ogden Hinckley Muni¦Ohio State Universi¦Oklahoma City W Ro¦Oklahoma City Wiley¦Olympia¦Omaha¦Omak¦Ontaria Muni¦Ontario Intl Arpt¦Orange City Muni¦Orange Co¦Orangeburg Muni¦Orlando Jetport¦Orlando Sanford¦Oroville Muni¦Ortonville Muni Mart¦Oscoda Wurtsmith¦Oswego Co¦Ottumwa Industrial¦Outagamie Co Rgnl¦Ozark Rgnl¦Paducah Barkley¦Page Muni Amos¦Palacios Muni¦Panama City Bay Co¦Pangborn Mem¦Park Falls Muni¦Park Rapids Muni Kon¦Patuxent River Nas¦Peachtree City Falco¦Pearson Fld¦Pellston Rgnl Arpt¦Pendleton Municipal¦Penn Yan¦Pensacola Rgnl¦Perry Foley¦Perry Stokes¦Philadelphia Intl¦Philip¦Phoenix Sky Harbor¦Pierre Rgnl¦Pine Ridge¦Pine River Rgnl¦Pine Springs Guadalu¦Pipestone Muni¦Pitt Greenville¦Plattsburgh Intl¦Plymouth Municipal¦Pocatello Municipal¦Pocono Mountains Mun¦Ponca City Muni¦Pope Afb¦Poplar Bluff Amos¦Port Arthur Jeffers¦Port Meadville¦Porter Co Muni¦Portland Hillsboro¦Portland Intl Arpt¦Portland Intnl Jet¦Pottstown Limerick¦Prairie Du Chien Mun¦Presque Isle Awos¦Price Carbon County¦Princeton Muni¦Providence Green St¦Provo Muni¦Pryor Fld Rgnl¦Pueblo Memorial Aw¦Pullman Moscow Rgnl¦Purdue Univ¦Quantico Mcaf¦Quincy Rgnl Baldwin¦Raleigh Raleigh Dur¦Randolph Afb¦Rapid City Regional¦Rawlins Municipal¦Reading Rgnl Carl¦Red Bluff Municipal¦Red Oak Muni¦Red Wing Rgnl¦Redding Municipal¦Redwood Falls Muni¦Reno Cannon Intl¦Renton Muni¦Republic¦Rexburg Madison Co¦Rhinelander Oneida¦Rice Lake Rgnl Carls¦Richard I Bong¦Richard Lloyd Jones¦Richmond Byrd Field¦Rickenbacker Intl¦Riverside March Afb¦Riverton¦Roanoke Municipal¦Roben Hood¦Robert Gray Aaf¦Roberts Fld¦Robins Afb¦Rochester Monroe Co¦Rochester Municipal¦Rock Hill York Co¦Rock Springs Sweetw¦Rocky Mount Wilson¦Rogers Muni Carter F¦Rolla Vichy Airport¦Rome Russell Ramos¦Roseau Muni Billberg¦Roseburg Rgnl¦Roswell Industrial¦Rush City Rgnl¦Russell Muni¦Russellville Rgnl¦Rutherfordton¦Rutland State¦Sacramento Intl¦Safford Rgnl¦Salem Leckrone¦Salem Mcnary¦Salina Muni¦Salinas Muni¦Salisbury Ocean Cit¦Salt Lake City Intl¦San Angelo Mathis¦San Antonio Intl¦San Francisco Intl¦San Luis Co Rgnl¦San Marcos Muni¦Sanderson Fld¦Sanford Rgnl¦Santa Barbara Muni¦Santa Fe Co Muni¦Sarasota Bradenton¦Sault Ste Marie¦Savannah Municipal¦Sawyer Co¦Sawyer Intl¦Scappoose Industrial¦Schenck Fld¦Scott Afb Midameric¦Scottsbluff Heilig¦Searle Fld¦Sedalia Memorial¦Selfridge Angb¦Sexton Summit¦Seymour Johnson Afb¦Shannon¦Shaw Afb Sumter¦Sheboygan Co Mem¦Shelbyville Muni¦Sheldon Muni¦Shenandoah Muni¦Shenandoah Valley Rg¦Sheridan Co Arpt¦Shreveport Regional¦Sidney Muni Amos¦Sidney Richland Muni¦Sierra Blanca Rgnl¦Silver Bay Muni¦Sioux City Muni¦Sioux Falls Foss Fi¦Siskiyou Co¦Sisseton Muni Arpt¦Skyhaven¦Slidell¦Smith Reynolds¦Snohomish Co¦Somerset Pulaski Co¦South Arkansas Rgnl¦South Bass Island¦South Bend Stjosep¦South Big Horn Co¦South Jersey Rgnl¦South St Paul Muni¦Southeast Iowa Rgnl¦Southern Illinois¦Southern Wisc Rgnl¦Southwest Florida I¦Southwest Michigan¦Spart Fort Mc Coy¦Spencer¦Spirit Of St Louis¦Springfield Capital¦Springfield Comanche¦Springfield Muni¦St Augustine¦St Clair Co Intl¦St Cloud Municipal¦St George Muni¦St Johns Industrial¦St Joseph Rose Cra¦St Louis Lambert¦St Lucie Co Intl¦St Paul Downtown Ho¦St Petersburg Clear¦Stanley Ranger Stn¦Staples Muni¦Stephenville Clark¦Sterling Rockfalls¦Stevens Point Muni¦Stillwater Rgnl¦Stinson Muni¦Stockton Metropolit¦Storm Lake Muni¦Strother Fld¦Stuttgart Muni¦Suffolk Executive¦Suger Land Rgnl¦Sullivan Co Intl¦Sussex Co¦Sw Minnesota Rgnl¦Syracuse Hancock¦Tallahassee Municip¦Tampa Intl Airport¦Taos Muni Apt Awos¦Taunton Muni¦Taylor Co¦Tekamah Muni¦Terre Haute Intl Hu¦Terrell Muni¦Teterboro¦Texarkana Rgnl Webb¦The Oneill Muni J Ba¦Thief River Falls Rg¦Thomas Point¦Tinker Afb¦Toledo Express¦Tonopah¦Topeka Billard Muni¦Torrington Muni¦Trent Lott Intl¦Trenton Mercer¦Tri Cities¦Tri Cities Rgnl¦Tri City¦Truckee Tahoe¦Tulip City¦Tulsa Intl Arpt Aw¦Tupelo Cd Lemons¦Tuscaloosa Rgnl¦Twin County¦Tyler Pounds Rgnl¦Ukiah Muni¦Univ Of Illinois Wi¦University Park¦Valdosta Rgnl¦Valentine Amos¦Valley Intl¦Valparaiso Eglin Af¦Vance Afb¦Venango Rgnl¦Venice Pier¦Vernal¦Vero Beach Muni¦Vicksburg Tallulah¦Victoria Victoria R¦Virginia Highlands¦Virginia Tech Arpt¦Visalia Muni¦W H Morse State¦W K Kellogg¦Waco Rgnl¦Wadena¦Wakefield Muni¦Walla Walla Rgnl¦Wallops Isl Stn¦Walnut Ridge Rgnl¦Washington Co¦Washington Muni¦Washington National¦Waterbury Oxford¦Waterloo Municipal¦Watertown Intl¦Watertown Muni¦Waterville R Lafleur¦Watsonville Muni¦Waukesha Co¦Wausau Downtown¦Waycross Ware Co¦Wayne Co¦Webster City Muni¦Wellsville Muni¦Wendover Af Aux F¦West Bend Muni¦West Palm Beach In¦West Plains Muni¦West Point Ls¦Westchester Co¦Wexford Co¦Wheaton Muni¦Wheeling Ohio Co¦White Sands¦Whiteman Afb¦Whiting Fld Nas Nort¦Wichita Falls Sheps¦Wichita Mid Contine¦Wilkes Barre Scrant¦William R Fairchild¦Williamson Co Rgnl¦Williamsport Lycomi¦Williston Sloulin F¦Willmar Rco¦Willow Grove Nas Jr¦Wilmington¦Wilmington New Cast¦Winchester Rgnl¦Winder Barrow¦Windham Airport¦Windom Muni¦Window Rock¦Winkler Co¦Winnemucca Muni¦Winner¦Winona Muni Conrad F¦Winslow Aut¦Wiscasset¦Wittman Rgnl¦Worcester Regional Arpt¦Worland Muni¦Worthington Muni¦Yakima Air Terminal¦Yeager¦York¦Youngstown Muni¦Yuba Co¦Yuma Intl Airport¦Zanesville Muni
metadata | in.weather_file_latitude | float | degrees | Latitude of location of weather file | 24.73¦25.82¦25.91¦26.15¦26.18¦26.2¦26.23¦26.54¦26.59¦26.69¦26.92¦27.07¦27.4¦27.5¦27.55¦27.66¦27.74¦27.77¦27.91¦27.96¦28.08¦28.1¦28.37¦28.43¦28.46¦28.47¦28.55¦28.73¦28.78¦28.82¦28.86¦29.11¦29.17¦29.18¦29.27¦29.34¦29.36¦29.37¦29.53¦29.55¦29.61¦29.62¦29.69¦29.71¦29.73¦29.83¦29.87¦29.89¦29.91¦29.95¦29.99¦30.04¦30.06¦30.07¦30.13¦30.18¦30.21¦30.22¦30.23¦30.32¦30.35¦30.37¦30.39¦30.4¦30.41¦30.46¦30.47¦30.48¦30.49¦30.51¦30.54¦30.59¦30.63¦30.68¦30.69¦30.72¦30.74¦30.75¦30.78¦30.84¦30.92¦30.97¦31.05¦31.07¦31.09¦31.15¦31.18¦31.23¦31.25¦31.26¦31.28¦31.32¦31.34¦31.35¦31.4¦31.42¦31.47¦31.49¦31.54¦31.58¦31.61¦31.78¦31.81¦31.83¦31.92¦31.93¦32.01¦32.03¦32.12¦32.17¦32.22¦32.26¦32.3¦32.32¦32.33¦32.34¦32.35¦32.38¦32.39¦32.41¦32.43¦32.45¦32.48¦32.5¦32.51¦32.52¦32.55¦32.63¦32.65¦32.66¦32.69¦32.71¦32.73¦32.78¦32.82¦32.83¦32.84¦32.85¦32.86¦32.87¦32.9¦32.97¦33.18¦33.21¦33.22¦33.31¦33.36¦33.37¦33.44¦33.45¦33.46¦33.47¦33.48¦33.5¦33.56¦33.59¦33.62¦33.64¦33.67¦33.68¦33.78¦33.88¦33.9¦33.92¦33.94¦33.95¦33.97¦33.98¦34.03¦34.05¦34.12¦34.15¦34.18¦34.19¦34.22¦34.25¦34.26¦34.27¦34.35¦34.38¦34.43¦34.48¦34.5¦34.52¦34.55¦34.57¦34.6¦34.64¦34.65¦34.66¦34.67¦34.7¦34.72¦34.73¦34.75¦34.79¦34.83¦34.9¦34.92¦34.99¦35.0¦35.01¦35.02¦35.03¦35.04¦35.06¦35.07¦35.13¦35.14¦35.17¦35.2¦35.21¦35.22¦35.24¦35.26¦35.27¦35.33¦35.34¦35.35¦35.38¦35.39¦35.42¦35.43¦35.51¦35.53¦35.59¦35.62¦35.64¦35.65¦35.66¦35.7¦35.73¦35.74¦35.82¦35.83¦35.85¦35.86¦35.87¦35.92¦35.95¦36.0¦36.01¦36.02¦36.03¦36.04¦36.05¦36.08¦36.1¦36.12¦36.13¦36.16¦36.2¦36.26¦36.3¦36.32¦36.34¦36.35¦36.37¦36.43¦36.44¦36.45¦36.46¦36.48¦36.57¦36.62¦36.63¦36.66¦36.67¦36.68¦36.69¦36.7¦36.73¦36.74¦36.77¦36.78¦36.88¦36.9¦36.93¦36.94¦36.98¦36.99¦37.0¦37.04¦37.05¦37.06¦37.08¦37.09¦37.13¦37.14¦37.15¦37.17¦37.18¦37.21¦37.23¦37.24¦37.26¦37.28¦37.29¦37.3¦37.32¦37.33¦37.34¦37.36¦37.37¦37.44¦37.51¦37.59¦37.62¦37.63¦37.65¦37.66¦37.67¦37.7¦37.71¦37.75¦37.76¦37.77¦37.78¦37.8¦37.81¦37.86¦37.89¦37.9¦37.93¦37.94¦37.95¦37.99¦38.01¦38.04¦38.05¦38.06¦38.07¦38.1¦38.13¦38.14¦38.18¦38.19¦38.21¦38.23¦38.25¦38.26¦38.27¦38.28¦38.29¦38.31¦38.32¦38.33¦38.34¦38.38¦38.45¦38.5¦38.51¦38.53¦38.57¦38.59¦38.64¦38.66¦38.67¦38.69¦38.7¦38.72¦38.73¦38.75¦38.76¦38.81¦38.82¦38.83¦38.85¦38.87¦38.89¦38.9¦38.95¦39.01¦39.04¦39.06¦39.07¦39.08¦39.1¦39.12¦39.13¦39.14¦39.17¦39.19¦39.22¦39.23¦39.25¦39.29¦39.3¦39.32¦39.35¦39.36¦39.37¦39.38¦39.4¦39.42¦39.45¦39.46¦39.48¦39.49¦39.53¦39.55¦39.57¦39.58¦39.59¦39.6¦39.64¦39.67¦39.7¦39.71¦39.76¦39.77¦39.78¦39.8¦39.83¦39.85¦39.87¦39.91¦39.92¦39.94¦39.98¦39.99¦40.04¦40.05¦40.07¦40.08¦40.1¦40.12¦40.14¦40.15¦40.17¦40.18¦40.19¦40.2¦40.21¦40.22¦40.23¦40.24¦40.28¦40.3¦40.33¦40.36¦40.37¦40.41¦40.44¦40.45¦40.46¦40.47¦40.48¦40.5¦40.52¦40.6¦40.62¦40.63¦40.65¦40.66¦40.67¦40.68¦40.71¦40.72¦40.73¦40.75¦40.77¦40.78¦40.79¦40.82¦40.83¦40.85¦40.88¦40.89¦40.9¦40.92¦40.96¦40.98¦41.01¦41.02¦41.05¦41.07¦41.1¦41.11¦41.12¦41.14¦41.16¦41.17¦41.18¦41.2¦41.24¦41.25¦41.26¦41.28¦41.3¦41.31¦41.34¦41.37¦41.39¦41.41¦41.44¦41.45¦41.47¦41.48¦41.51¦41.52¦41.53¦41.54¦41.56¦41.59¦41.61¦41.62¦41.63¦41.67¦41.7¦41.71¦41.72¦41.74¦41.76¦41.77¦41.78¦41.79¦41.8¦41.81¦41.82¦41.83¦41.87¦41.88¦41.91¦41.92¦41.93¦41.98¦41.99¦42.05¦42.06¦42.07¦42.08¦42.11¦42.13¦42.15¦42.16¦42.17¦42.19¦42.2¦42.21¦42.22¦42.24¦42.26¦42.27¦42.31¦42.36¦42.39¦42.4¦42.42¦42.44¦42.47¦42.48¦42.54¦42.55¦42.57¦42.58¦42.6¦42.61¦42.62¦42.63¦42.64¦42.67¦42.7¦42.73¦42.74¦42.75¦42.76¦42.78¦42.79¦42.8¦42.86¦42.88¦42.89¦42.9¦42.91¦42.92¦42.93¦42.94¦42.95¦42.97¦42.99¦43.02¦43.04¦43.06¦43.08¦43.11¦43.12¦43.14¦43.16¦43.17¦43.2¦43.21¦43.23¦43.24¦43.28¦43.32¦43.34¦43.35¦43.39¦43.41¦43.42¦43.43¦43.52¦43.53¦43.57¦43.58¦43.59¦43.61¦43.62¦43.63¦43.64¦43.65¦43.66¦43.67¦43.68¦43.72¦43.73¦43.77¦43.78¦43.83¦43.88¦43.9¦43.91¦43.96¦43.97¦43.98¦43.99¦44.02¦44.05¦44.08¦44.13¦44.15¦44.17¦44.2¦44.22¦44.25¦44.26¦44.27¦44.28¦44.3¦44.32¦44.34¦44.36¦44.37¦44.38¦44.39¦44.44¦44.45¦44.47¦44.5¦44.51¦44.52¦44.53¦44.55¦44.58¦44.59¦44.61¦44.62¦44.64¦44.65¦44.74¦44.77¦44.81¦44.83¦44.84¦44.85¦44.86¦44.87¦44.88¦44.91¦44.93¦44.94¦44.97¦44.99¦45.01¦45.06¦45.07¦45.1¦45.12¦45.13¦45.15¦45.2¦45.25¦45.26¦45.29¦45.31¦45.42¦45.45¦45.47¦45.54¦45.55¦45.56¦45.57¦45.59¦45.6¦45.62¦45.63¦45.64¦45.67¦45.7¦45.72¦45.77¦45.78¦45.79¦45.81¦45.82¦45.83¦45.87¦45.88¦45.89¦45.93¦45.95¦46.01¦46.03¦46.1¦46.14¦46.16¦46.27¦46.31¦46.35¦46.36¦46.38¦46.41¦46.43¦46.45¦46.47¦46.53¦46.55¦46.56¦46.57¦46.61¦46.69¦46.7¦46.73¦46.74¦46.77¦46.8¦46.83¦46.84¦46.9¦46.92¦46.93¦46.97¦47.03¦47.05¦47.12¦47.13¦47.16¦47.17¦47.21¦47.24¦47.25¦47.33¦47.4¦47.47¦47.49¦47.5¦47.51¦47.62¦47.66¦47.67¦47.68¦47.71¦47.75¦47.77¦47.84¦47.91¦47.95¦47.97¦48.07¦48.09¦48.11¦48.12¦48.16¦48.2¦48.21¦48.26¦48.3¦48.43¦48.46¦48.52¦48.56¦48.57¦48.61¦48.73¦48.75¦48.79¦48.86
metadata | in.weather_file_longitude | float | degrees | Longitude of location of weather file | -100.29¦-100.41¦-100.49¦-100.55¦-100.59¦-100.67¦-100.73¦-100.75¦-100.78¦-100.92¦-100.96¦-101.28¦-101.36¦-101.39¦-101.44¦-101.6¦-101.69¦-101.71¦-101.77¦-101.82¦-101.87¦-102.21¦-102.28¦-102.39¦-102.52¦-102.55¦-102.61¦-102.66¦-102.69¦-102.8¦-102.92¦-102.99¦-
metadata | in.window_areas | string | n/a | Window to wall ratios of the front, back, left, and right walls | F12 B12 L12 R12¦F15 B15 L15 R15¦F18 B18 L18 R18¦F30 B30 L30 R30¦F6 B6 L6 R6¦F9 B9 L9 R9
metadata | in.windows | string | n/a | Construction type and efficiency levels of windows | Double, Clear, Metal, Air¦Double, Clear, Metal, Air, Exterior Clear Storm¦Double, Clear, Non-metal, Air¦Double, Clear, Non-metal, Air, Exterior Clear Storm¦Double, Low-E, Non-metal, Air, M-Gain¦Single, Clear, Metal¦Single, Clear, Metal, Exterior Clear Storm¦Single, Clear, Non-metal¦Single, Clear, Non-metal, Exterior Clear Storm¦Triple, Low-E, Non-metal, Air, L-Gain
timeseries | out.electricity.total.lrmer_95_decarb_by_2035_15_2025_start.co2e_kg | float | kg | Long run marginal carbon emissions from electricity using the Cambium 95% Decarbonization by 2035 cost scenario starting in 2025 and levelized over 15 years with a 3% discount rate | n/a
timeseries | out.fuel_oil.total.lrmer_95_decarb_by_2035_15_2025_start.co2e_kg | float | kg | Long run marginal carbon emissions from fuel oil using the Cambium 95% Decarbonization by 2035 cost scenario starting in 2025 and levelized over 15 years with a 3% discount rate | n/a
timeseries | out.natural_gas.total.lrmer_95_decarb_by_2035_15_2025_start.co2e_kg | float | kg | Long run marginal carbon emissions from natural gas using the Cambium 95% Decarbonization by 2035 cost scenario starting in 2025 and levelized over 15 years with a 3% discount rate | n/a
timeseries | out.propane.total.lrmer_95_decarb_by_2035_15_2025_start.co2e_kg | float | kg | Long run marginal carbon emissions from propane using the Cambium 95% Decarbonization by 2035 cost scenario starting in 2025 and levelized over 15 years with a 3% discount rate | n/a
timeseries | out.electricity.total.lrmer_low_re_cost_15_2025_start.co2e_kg | float | kg | Long run marginal carbon emissions from electricity using the Cambium Low RE Cost scenario starting in 2025 and levelized over 15 years with a 3% discount rate | n/a
timeseries | out.fuel_oil.total.lrmer_low_re_cost_15_2025_start.co2e_kg | float | kg | Long run marginal carbon emissions from fuel oil using the Cambium Low RE Cost scenario starting in 2025 and levelized over 15 years with a 3% discount rate | n/a
timeseries | out.natural_gas.total.lrmer_low_re_cost_15_2025_start.co2e_kg | float | kg | Long run marginal carbon emissions from natural gas using the Cambium Low RE Cost scenario starting in 2025 and levelized over 15 years with a 3% discount rate | n/a
timeseries | out.propane.total.lrmer_low_re_cost_15_2025_start.co2e_kg | float | kg | Long run marginal carbon emissions from propane using the Cambium Low RE Cost scenario starting in 2025 and levelized over 15 years with a 3% discount rate | n/a
timeseries | out.electricity.total.lrmer_low_re_cost_25_2025_start.co2e_kg | float | kg | Long run marginal carbon emissions from electricity using the Cambium Low RE Cost scenario starting in 2025 and levelized over 25 years with a 3% discount rate | n/a
timeseries | out.fuel_oil.total.lrmer_low_re_cost_25_2025_start.co2e_kg | float | kg | Long run marginal carbon emissions from fuel oil using the Cambium Low RE Cost scenario starting in 2025 and levelized over 25 years with a 3% discount rate | n/a
timeseries | out.natural_gas.total.lrmer_low_re_cost_25_2025_start.co2e_kg | float | kg | Long run marginal carbon emissions from natural gas using the Cambium Low RE Cost scenario starting in 2025 and levelized over 25 years with a 3% discount rate | n/a
timeseries | out.propane.total.lrmer_low_re_cost_25_2025_start.co2e_kg | float | kg | Long run marginal carbon emissions from propane using the Cambium Low RE Cost scenario starting in 2025 and levelized over 25 years with a 3% discount rate | n/a
timeseries | out.electricity.total.lrmer_mid_case_15_2025_start.co2e_kg | float | kg | Long run marginal carbon emissions from electricity using the Cambium Mid-Case scenario starting in 2025 and levelized over 15 years with a 3% discount rate | n/a
timeseries | out.fuel_oil.total.lrmer_mid_case_15_2025_start.co2e_kg | float | kg | Long run marginal carbon emissions from fuel oil using the Cambium Mid-Case scenario starting in 2025 and levelized over 15 years with a 3% discount rate | n/a
timeseries | out.natural_gas.total.lrmer_mid_case_15_2025_start.co2e_kg | float | kg | Long run marginal carbon emissions from natural gas using the Cambium Mid-Case scenario starting in 2025 and levelized over 15 years with a 3% discount rate | n/a
timeseries | out.propane.total.lrmer_mid_case_15_2025_start.co2e_kg | float | kg | Long run marginal carbon emissions from propane using the Cambium Mid-Case scenario starting in 2025 and levelized over 15 years with a 3% discount rate | n/a
timeseries | out.electricity.ceiling_fan.energy_consumption | float | kWh | Electric energy consumed by ceiling fans | n/a
timeseries | out.electricity.ceiling_fan.energy_consumption_intensity | float | kWh/sqft | Electric energy consumed by ceiling fans relative to dwelling unit size | n/a
timeseries | out.electricity.clothes_dryer.energy_consumption | float | kWh | Electric energy consumed by clothes dryers | n/a
timeseries | out.electricity.clothes_dryer.energy_consumption_intensity | float | kWh/sqft | Electric energy consumed by clothes dryers relative to dwelling unit size | n/a
timeseries | out.electricity.clothes_washer.energy_consumption | float | kWh | Electric energy consumed by clothes washers | n/a
timeseries | out.electricity.clothes_washer.energy_consumption_intensity | float | kWh/sqft | Electric energy consumed by clothes washers relative to dwelling unit size | n/a
timeseries | out.electricity.cooling_fans_pumps.energy_consumption | float | kWh | Electric energy consumed by cooling fans and pumps | n/a
timeseries | out.electricity.cooling_fans_pumps.energy_consumption_intensity | float | kWh/sqft | Electric energy consumed by cooling fans and pumps relative to dwelling unit size | n/a
timeseries | out.electricity.cooling.energy_consumption | float | kWh | Electric energy consumed by electric cooling systems | n/a
timeseries | out.electricity.cooling.energy_consumption_intensity | float | kWh/sqft | Electric energy consumed by electric cooling systems relative to dwelling unit size | n/a
timeseries | out.electricity.dishwasher.energy_consumption | float | kWh | Electric energy consumed by dishwashers | n/a
timeseries | out.electricity.dishwasher.energy_consumption_intensity | float | kWh/sqft | Electric energy consumed by dishwashers relative to dwelling unit size | n/a
timeseries | out.electricity.freezer.energy_consumption | float | kWh | Electric energy consumed by freezers | n/a
timeseries | out.electricity.freezer.energy_consumption_intensity | float | kWh/sqft | Electric energy consumed by freezers relative to dwelling unit size | n/a
timeseries | out.electricity.heating_fans_pumps.energy_consumption | float | kWh | Electric energy consumed by heating fans and pumps | n/a
timeseries | out.electricity.heating_fans_pumps.energy_consumption_intensity | float | kWh/sqft | Electric energy consumed by heating fans and pumps relative to dwelling unit size | n/a
timeseries | out.electricity.heating_hp_bkup.energy_consumption | float | kWh | Electric backup heating consumption used with heat pump heating systems | n/a
timeseries | out.electricity.heating_hp_bkup.energy_consumption_intensity | float | kWh/sqft | Electric backup heating consumption used with heat pump heating systems relative to dwelling unit size | n/a
timeseries | out.electricity.heating.energy_consumption | float | kWh | Electric energy consumed by electric heating systems | n/a
timeseries | out.electricity.heating.energy_consumption_intensity | float | kWh/sqft | Electric energy consumed by electric heating systems relative to dwelling unit size | n/a
timeseries | out.electricity.hot_tub_heater.energy_consumption | float | kWh | Electric energy consumed by hot tub heaters | n/a
timeseries | out.electricity.hot_tub_heater.energy_consumption_intensity | float | kWh/sqft | Electric energy consumed by hot tub heaters relative to dwelling unit size | n/a
timeseries | out.electricity.hot_tub_pump.energy_consumption | float | kWh | Electric energy consumed by hot tub pumps | n/a
timeseries | out.electricity.hot_tub_pump.energy_consumption_intensity | float | kWh/sqft | Electric energy consumed by hot tub pumps relative to dwelling unit size | n/a
timeseries | out.electricity.hot_water.energy_consumption | float | kWh | Electric energy consumed by electric hot water heater | n/a
timeseries | out.electricity.hot_water.energy_consumption_intensity | float | kWh/sqft | Electric energy consumed by electric hot water heater relative to dwelling unit size | n/a
timeseries | out.electricity.lighting_exterior.energy_consumption | float | kWh | Electric energy consumed by exterior lighting | n/a
timeseries | out.electricity.lighting_exterior.energy_consumption_intensity | float | kWh/sqft | Electric energy consumed by exterior lighting relative to dwelling unit size | n/a
timeseries | out.electricity.lighting_garage.energy_consumption | float | kWh | Electric energy consumed by garage lighting | n/a
timeseries | out.electricity.lighting_garage.energy_consumption_intensity | float | kWh/sqft | Electric energy consumed by garage lighting relative to dwelling unit size | n/a
timeseries | out.electricity.lighting_interior.energy_consumption | float | kWh | Electric energy consumed by interior lighting | n/a
timeseries | out.electricity.lighting_interior.energy_consumption_intensity | float | kWh/sqft | Electric energy consumed by interior lighting relative to dwelling unit size | n/a
timeseries | out.electricity.mech_vent.energy_consumption | float | kWh | Electric energy consumed by mechanical ventilation system | n/a
timeseries | out.electricity.mech_vent.energy_consumption_intensity | float | kWh/sqft | Electric energy consumed by mechanical ventilation system relative to dwelling unit size | n/a
timeseries | out.electricity.plug_loads.energy_consumption | float | kWh | Electric energy consumed by plug loads | n/a
timeseries | out.electricity.plug_loads.energy_consumption_intensity | float | kWh/sqft | Electric energy consumed by plug loads relative to dwelling unit size | n/a
timeseries | out.electricity.pool_heater.energy_consumption | float | kWh | Electric energy consumed by pool heaters | n/a
timeseries | out.electricity.pool_heater.energy_consumption_intensity | float | kWh/sqft | Electric energy consumed by pool heaters relative to dwelling unit size | n/a
timeseries | out.electricity.pool_pump.energy_consumption | float | kWh | Electric energy consumed by pool pumps | n/a
timeseries | out.electricity.pool_pump.energy_consumption_intensity | float | kWh/sqft | Electric energy consumed by pool pumps relative to dwelling unit size | n/a
timeseries | out.electricity.pv.energy_consumption | float | kWh | Energy produced by rooftop PV systems | n/a
timeseries | out.electricity.pv.energy_consumption_intensity | float | kWh/sqft | Energy produced by rooftop PV systems relative to dwelling unit size | n/a
timeseries | out.electricity.range_oven.energy_consumption | float | kWh | Electric energy consumed by cooking range and oven | n/a
timeseries | out.electricity.range_oven.energy_consumption_intensity | float | kWh/sqft | Electric energy consumed by cooking range and oven relative to dwelling unit size | n/a
timeseries | out.electricity.refrigerator.energy_consumption | float | kWh | Electric energy consumed by primary refrigerator | n/a
timeseries | out.electricity.refrigerator.energy_consumption_intensity | float | kWh/sqft | Electric energy consumed by primary refrigerator relative to dwelling unit size | n/a
timeseries | out.electricity.well_pump.energy_consumption | float | kWh | Electric energy consumed by well pumps | n/a
timeseries | out.electricity.well_pump.energy_consumption_intensity | float | kWh/sqft | Electric energy consumed by well pumps relative to dwelling unit size | n/a
timeseries | out.fuel_oil.heating_hp_bkup.energy_consumption | float | kWh | Energy consumed by fuel oil backup heating used with heat pump heating systems | n/a
timeseries | out.fuel_oil.heating_hp_bkup.energy_consumption_intensity | float | kWh/sqft | Energy consumed by fuel oil backup heating used with heat pump heating systems relative to dwelling unit size | n/a
timeseries | out.fuel_oil.heating.energy_consumption | float | kWh | Site fuel oil energy consumption by heating systems | n/a
timeseries | out.fuel_oil.heating.energy_consumption_intensity | float | kWh/sqft | Site fuel oil energy consumption by heating systems relative to dwelling unit size | n/a
timeseries | out.fuel_oil.hot_water.energy_consumption | float | kWh | Energy consumed by fuel oil hot water heater | n/a
timeseries | out.fuel_oil.hot_water.energy_consumption_intensity | float | kWh/sqft | Energy consumed by fuel oil hot water heater relative to dwelling unit size | n/a
timeseries | out.natural_gas.clothes_dryer.energy_consumption | float | kWh | Energy consumed by natural gas clothes dryers | n/a
timeseries | out.natural_gas.clothes_dryer.energy_consumption_intensity | float | kWh/sqft | Energy consumed by natural gas clothes dryers relative to dwelling unit size | n/a
timeseries | out.natural_gas.fireplace.energy_consumption | float | kWh | Energy consumed by natural gas fireplaces | n/a
timeseries | out.natural_gas.fireplace.energy_consumption_intensity | float | kWh/sqft | Energy consumed by natural gas fireplaces relative to dwelling unit size | n/a
timeseries | out.natural_gas.grill.energy_consumption | float | kWh | Energy consumed by natural gas grills | n/a
timeseries | out.natural_gas.grill.energy_consumption_intensity | float | kWh/sqft | Energy consumed by natural gas grills relative to dwelling unit size | n/a
timeseries | out.natural_gas.heating_hp_bkup.energy_consumption | float | kWh | Energy consumed by natural gas backup heating used with heat pump heating systems | n/a
timeseries | out.natural_gas.heating_hp_bkup.energy_consumption_intensity | float | kWh/sqft | Energy consumed by natural gas backup heating used with heat pump heating systems relative to dwelling unit size | n/a
timeseries | out.natural_gas.heating.energy_consumption | float | kWh | Site natural gas energy consumption by heating systems | n/a
timeseries | out.natural_gas.heating.energy_consumption_intensity | float | kWh/sqft | Site natural gas energy consumption by heating systems relative to dwelling unit size | n/a
timeseries | out.natural_gas.hot_tub_heater.energy_consumption | float | kWh | Energy consumed by natural gas hot tub heaters | n/a
timeseries | out.natural_gas.hot_tub_heater.energy_consumption_intensity | float | kWh/sqft | Energy consumed by natural gas hot tub heaters relative to dwelling unit size | n/a
timeseries | out.natural_gas.hot_water.energy_consumption | float | kWh | Energy consumed by natural gas hot water heater | n/a
timeseries | out.natural_gas.hot_water.energy_consumption_intensity | float | kWh/sqft | Energy consumed by natural gas hot water heater relative to dwelling unit size | n/a
timeseries | out.natural_gas.lighting.energy_consumption | float | kWh | Energy consumed by natural gas lighting | n/a
timeseries | out.natural_gas.lighting.energy_consumption_intensity | float | kWh/sqft | Energy consumed by natural gas lighting relative to dwelling unit size | n/a
timeseries | out.natural_gas.pool_heater.energy_consumption | float | kWh | Energy consumed by natural gas pool heaters | n/a
timeseries | out.natural_gas.pool_heater.energy_consumption_intensity | float | kWh/sqft | Energy consumed by natural gas pool heaters relative to dwelling unit size | n/a
timeseries | out.natural_gas.range_oven.energy_consumption | float | kWh | Energy consumed by natural gas range ovens | n/a
timeseries | out.natural_gas.range_oven.energy_consumption_intensity | float | kWh/sqft | Energy consumed by natural gas range ovens relative to dwelling unit size | n/a
timeseries | out.propane.clothes_dryer.energy_consumption | float | kWh | Energy consumed by propane clothes dryers | n/a
timeseries | out.propane.clothes_dryer.energy_consumption_intensity | float | kWh/sqft | Energy consumed by propane clothes dryers relative to dwelling unit size | n/a
timeseries | out.propane.heating_hp_bkup.energy_consumption | float | kWh | Energy consumed by propane backup heating used with heat pump heating systems | n/a
timeseries | out.propane.heating_hp_bkup.energy_consumption_intensity | float | kWh/sqft | Energy consumed by propane backup heating used with heat pump heating systems relative to dwelling unit size | n/a
timeseries | out.propane.heating.energy_consumption | float | kWh | Site propane energy consumption by heating systems | n/a
timeseries | out.propane.heating.energy_consumption_intensity | float | kWh/sqft | Site propane energy consumption by heating systems relative to dwelling unit size | n/a
timeseries | out.propane.hot_water.energy_consumption | float | kWh | Energy consumed by propane hot water heater | n/a
timeseries | out.propane.hot_water.energy_consumption_intensity | float | kWh/sqft | Energy consumed by propane hot water heater relative to dwelling unit size | n/a
timeseries | out.propane.range_oven.energy_consumption | float | kWh | Energy consumed by propane range oven | n/a
timeseries | out.propane.range_oven.energy_consumption_intensity | float | kWh/sqft | Energy consumed by propane range oven relative to dwelling unit size | n/a
timeseries | out.electricity.net.energy_consumption | float | kWh | Total electricity consumption minus on-site electricity production | n/a
timeseries | out.electricity.net.energy_consumption_intensity | float | kWh/sqft | Total electricity consumption minus on-site electricity production relative to dwelling unit size | n/a
timeseries | out.electricity.total.energy_consumption | float | kWh | Site total electric energy consumed | n/a
timeseries | out.electricity.total.energy_consumption_intensity | float | kWh/sqft | Site total electric energy consumed relative to dwelling unit size | n/a
timeseries | out.fuel_oil.total.energy_consumption | float | kWh | Site total fuel oil energy consumed | n/a
timeseries | out.fuel_oil.total.energy_consumption_intensity | float | kWh/sqft | Site total fuel oil energy consumed relative to dwelling unit size | n/a
timeseries | out.natural_gas.total.energy_consumption | float | kWh | Site total natural gas energy consumed | n/a
timeseries | out.natural_gas.total.energy_consumption_intensity | float | kWh/sqft | Site total natural gas energy consumed relative to dwelling unit size | n/a
timeseries | out.propane.total.energy_consumption | float | kWh | Site total propane energy consumed | n/a
timeseries | out.propane.total.energy_consumption_intensity | float | kWh/sqft | Site total propane energy consumed relative to dwelling unit size | n/a
timeseries | out.site_energy.net.energy_consumption | float | kWh | Total site energy consumption minus on-site energy production | n/a
timeseries | out.site_energy.net.energy_consumption_intensity | float | kWh/sqft | Total site energy consumption minus on-site energy production relative to dwelling unit size | n/a
timeseries | out.site_energy.total.energy_consumption | float | kWh | Site total energy consumed | n/a
timeseries | out.site_energy.total.energy_consumption_intensity | float | kWh/sqft | Site total energy consumed relative to dwelling unit size | n/a